## CDN FS Price List 2401
NEW | Unit | Category | Subcategory | Model | Name | Certification | UPC | Each GTIN | Inner | Inner GTIN | Case | Case GTIN | List Price | MAP | Per Cs | Sell Unit | Specifications | Primary Image | Secondary Image 1 | Secondary Image 2 | Secondary Image 3 | Secondary Image 4 | Secondary Image 5 | Secondary Image 6 | Lifestyle Image 1 | Lifestyle Image 2 | Techspec URL
| Thermometers | 01 Digital Thermometers |  | DT392 | Digital Thermometer | NSF® Certified, BioCote® | 018436006091 | 00018436006091 | 6 | 10018436006098 | 144 | 20018436006095 | 15.35 | 9.21 | 1 | Each | -50 to +392°F/-45 to +200°C; NSF® Certified; one-button operation; 6~8-second response; 3 mm tip; accuracy: ±1.7°F (1°C); shatterproof; BioCote® antimicrobial; on/off switch; auto-off; selectable units; temperature guide; sheath can be used as handle extension; 5" (12.7 cm) stem; mounting: pocket clip; battery & instructions included; product packaging also available in Spanish (DT392-ES) | http://cdnmeasurement.com/cdn/images/01-Temp/01-DigitalTherm/DT392/DT392main.jpg | http://cdnmeasurement.com/cdn/images/01-Temp/01-DigitalTherm/DT392/DT392front.jpg | http://cdnmeasurement.com/cdn/images/01-Temp/01-DigitalTherm/DT392/DT392side.jpg | http://cdnmeasurement.com/cdn/images/01-Temp/01-DigitalTherm/DT392/DT392back.jpg | http://cdnmeasurement.com/cdn/images/01-Temp/01-DigitalTherm/DT392/DT392dimen.jpg |  |  |  |  | http://cdnmeasurement.com/cdn/techspec/01-Temp/01-DigitalTherm/CDNtechspec_DT392.pdf
NEW | Thermometers | 01 Digital Thermometers |  | DT572-BK | Digital Folding Thermometer - Black | NSF® Certified | 018436005094 | 00018436005094 | 6 | 10018436005091 | 60 | 20018436005098 | 16 | 9.6 | 1 | Each | -58 to +572°F/-50 to +300°C; NSF® Certified; 4-second response; waterproof (IPX6); 1.7 mm thin tip; accuracy: ± 2°F (1°C); high heat; big digit; on/off button; auto-off; selectable units; temperature guide; 3.375" (8.6 cm) stem; 2-way mounting: magnet, loop; battery & instructions included | http://cdnmeasurement.com/cdn/images/01-Temp/01-DigitalTherm/DT572/DT572-BKmain.jpg | http://cdnmeasurement.com/cdn/images/01-Temp/01-DigitalTherm/DT572/DT572-BKfront.jpg | http://cdnmeasurement.com/cdn/images/01-Temp/01-DigitalTherm/DT572/DT572-BKback.jpg | http://cdnmeasurement.com/cdn/images/01-Temp/01-DigitalTherm/DT572/DT572-BKopen.jpg | [5 empty] | http://cdnmeasurement.com/cdn/techspec/01-Temp/01-DigitalTherm/CDNtechspec_DT572.pdf
NEW | Thermometers | 01 Digital Thermometers |  | DT572-R | Digital Folding Thermometer - Red | NSF® Certified | 018436005155 | 00018436005155 | 6 | 10018436005152 | 60 | 20018436005159 | 16 | 9.6 | 1 | Each | -58 to +572°F/-50 to +300°C; NSF® Certified; 4-second response; waterproof (IPX6); 1.7 mm thin tip; accuracy: ± 2°F (1°C); high heat; big digit; on/off button; auto-off; selectable units; temperature guide; 3.375" (8.6 cm) stem; 2-way mounting: magnet, loop; battery & instructions included | http://cdnmeasurement.com/cdn/images/01-Temp/01-DigitalTherm/DT572/DT572-Rmain.jpg | http://cdnmeasurement.com/cdn/images/01-Temp/01-DigitalTherm/DT572/DT572-BKfront.jpg | http://cdnmeasurement.com/cdn/images/01-Temp/01-DigitalTherm/DT572/DT572-BKback.jpg | http://cdnmeasurement.com/cdn/images/01-Temp/01-DigitalTherm/DT572/DT572-BKopen.jpg | [5 empty] | http://cdnmeasurement.com/cdn/techspec/01-Temp/01-DigitalTherm/CDNtechspec_DT572.pdf
NEW | Thermometers | 01 Digital Thermometers |  | DT572-G | Digital Folding Thermometer - Green | NSF® Certified | 018436005162 | 00018436005162 | 6 | 10018436005169 | 60 | 20018436005166 | 16 | 9.6 | 1 | Each | -58 to +572°F/-50 to +300°C; NSF® Certified; 4-second response; waterproof (IPX6); 1.7 mm thin tip; accuracy: ± 2°F (1°C); high heat; big digit; on/off button; auto-off; selectable units; temperature guide; 3.375" (8.6 cm) stem; 2-way mounting: magnet, loop; battery & instructions included | http://cdnmeasurement.com/cdn/images/01-Temp/01-DigitalTherm/DT572/DT572-Gmain.jpg | http://cdnmeasurement.com/cdn/images/01-Temp/01-DigitalTherm/DT572/DT572-BKfront.jpg | http://cdnmeasurement.com/cdn/images/01-Temp/01-DigitalTherm/DT572/DT572-BKback.jpg | http://cdnmeasurement.com/cdn/images/01-Temp/01-DigitalTherm/DT572/DT572-BKopen.jpg | [5 empty] | http://cdnmeasurement.com/cdn/techspec/01-Temp/01-DigitalTherm/CDNtechspec_DT572.pdf
NEW | Thermometers | 01 Digital Thermometers |  | DT572-B | Digital Folding Thermometer - Blue | NSF® Certified | 018436005179 | 00018436005179 | 6 | 10018436005176 | 60 | 20018436005173 | 16 | 9.6 | 1 | Each | -58 to +572°F/-50 to +300°C; NSF® Certified; 4-second response; waterproof (IPX6); 1.7 mm thin tip; accuracy: ± 2°F (1°C); high heat; big digit; on/off button; auto-off; selectable units; temperature guide; 3.375" (8.6 cm) stem; 2-way mounting: magnet, loop; battery & instructions included | http://cdnmeasurement.com/cdn/images/01-Temp/01-DigitalTherm/DT572/DT572-Bmain.jpg | http://cdnmeasurement.com/cdn/images/01-Temp/01-DigitalTherm/DT572/DT572-BKfront.jpg | http://cdnmeasurement.com/cdn/images/01-Temp/01-DigitalTherm/DT572/DT572-BKback.jpg | http://cdnmeasurement.com/cdn/images/01-Temp/01-DigitalTherm/DT572/DT572-BKopen.jpg | [5 empty] | http://cdnmeasurement.com/cdn/techspec/01-Temp/01-DigitalTherm/CDNtechspec_DT572.pdf
| Thermometers | 01 Digital Thermometers |  | DT450X | Digital Pocket Thermometer | NSF® Certified, BioCote® | 018436004578 | 00018436004578 | 6 | 10018436004575 | 144 | 20018436004572 | 19.45 | 11.67 | 1 | Each | -40 to +450°F/-40 to +230°C; NSF® Certified; 6-second response; waterproof (IPX 4); 2.5 mm reduced tip; accuracy: ± 2°F (1°C); shatterproof; on/off button; auto-off; selectable units; BioCote® antimicrobial; temperature guide; sheath can be used as handle extension; 2.75” (7.0 cm) stem; 2-way mounting: pocket clip, hook; battery & instructions included | http://cdnmeasurement.com/cdn/images/01-Temp/01-DigitalTherm/DT450X/DT450Xmain.jpg | http://cdnmeasurement.com/cdn/images/01-Temp/01-DigitalTherm/DT450X/DT450Xdetail.jpg | http://cdnmeasurement.com/cdn/images/01-Temp/01-DigitalTherm/DT450X/DT450Xback.jpg | http://cdnmeasurement.com/cdn/images/01-Temp/01-DigitalTherm/DT450X/DT450Xdimen.jpg | [5 empty] | http://cdnmeasurement.com/cdn/techspec/01-Temp/01-DigitalTherm/CDNtechspec_DT450X.pdf
| Thermometers | 01 Digital Thermometers |  | DT450X-R | Digital Pocket Thermometer - Red | NSF® Certified, BioCote® | 018436004714 | 00018436004714 | 6 | 10018436004711 | 144 | 20018436004718 | 19.45 | 11.67 | 1 | Each | -40 to +450°F/-40 to +230°C; NSF® Certified; 6-second response; waterproof (IPX 4); 2.5 mm reduced tip; accuracy: ± 2°F (1°C); shatterproof; on/off button; auto-off; selectable units; BioCote® antimicrobial; temperature guide; sheath can be used as handle extension; 2.75” (7.0 cm) stem; 2-way mounting: pocket clip, hook; battery & instructions included | http://cdnmeasurement.com/cdn/images/01-Temp/01-DigitalTherm/DT450X/DT450X-Rmain.jpg | http://cdnmeasurement.com/cdn/images/01-Temp/01-DigitalTherm/DT450X/DT450Xdetail.jpg | http://cdnmeasurement.com/cdn/images/01-Temp/01-DigitalTherm/DT450X/DT450Xback.jpg | http://cdnmeasurement.com/cdn/images/01-Temp/01-DigitalTherm/DT450X/DT450Xdimen.jpg | [5 empty] | http://cdnmeasurement.com/cdn/techspec/01-Temp/01-DigitalTherm/CDNtechspec_DT450X.pdf
| Thermometers | 01 Digital Thermometers |  | DT450X-G | Digital Pocket Thermometer - Green | NSF® Certified, BioCote® | 018436004738 | 00018436004738 | 6 | 10018436004735 | 144 | 20018436004732 | 19.45 | 11.67 | 1 | Each | -40 to +450°F/-40 to +230°C; NSF® Certified; 6-second response; waterproof (IPX 4); 2.5 mm reduced tip; accuracy: ± 2°F (1°C); shatterproof; on/off button; auto-off; selectable units; BioCote® antimicrobial; temperature guide; sheath can be used as handle extension; 2.75” (7.0 cm) stem; 2-way mounting: pocket clip, hook; battery & instructions included | http://cdnmeasurement.com/cdn/images/01-Temp/01-DigitalTherm/DT450X/DT450X-Gmain.jpg | http://cdnmeasurement.com/cdn/images/01-Temp/01-DigitalTherm/DT450X/DT450Xdetail.jpg | http://cdnmeasurement.com/cdn/images/01-Temp/01-DigitalTherm/DT450X/DT450Xback.jpg | http://cdnmeasurement.com/cdn/images/01-Temp/01-DigitalTherm/DT450X/DT450Xdimen.jpg | [5 empty] | http://cdnmeasurement.com/cdn/techspec/01-Temp/01-DigitalTherm/CDNtechspec_DT450X.pdf
| Thermometers | 01 Digital Thermometers |  | DT450X-B | Digital Pocket Thermometer - Blue | NSF® Certified, BioCote® | 018436004745 | 00018436004745 | 6 | 10018436004742 | 144 | 20018436004749 | 19.45 | 11.67 | 1 | Each | -40 to +450°F/-40 to +230°C; NSF® Certified; 6-second response; waterproof (IPX 4); 2.5 mm reduced tip; accuracy: ± 2°F (1°C); shatterproof; on/off button; auto-off; selectable units; BioCote® antimicrobial; temperature guide; sheath can be used as handle extension; 2.75” (7.0 cm) stem; 2-way mounting: pocket clip, hook; battery & instructions included | http://cdnmeasurement.com/cdn/images/01-Temp/01-DigitalTherm/DT450X/DT450X-Bmain.jpg | http://cdnmeasurement.com/cdn/images/01-Temp/01-DigitalTherm/DT450X/DT450Xdetail.jpg | http://cdnmeasurement.com/cdn/images/01-Temp/01-DigitalTherm/DT450X/DT450Xback.jpg | http://cdnmeasurement.com/cdn/images/01-Temp/01-DigitalTherm/DT450X/DT450Xdimen.jpg | [5 empty] | http://cdnmeasurement.com/cdn/techspec/01-Temp/01-DigitalTherm/CDNtechspec_DT450X.pdf
| Thermometers | 01 Digital Thermometers |  | DTT450 | Thin Tip Pocket Thermometer | NSF® Certified, BioCote® | 018436004615 | 00018436004615 | 6 | 10018436004612 | 144 | 20018436004619 | 26.35 | 15.81 | 1 | Each | -40 to +450°F/-40 to +230°C; NSF® Certified; 4-second response; waterproof (IPX4); one-button field calibration; 1.5 mm thin tip; accuracy: ±0.5*F (0.3°C); shatterproof; on/off button; auto-off; selectable units; BioCote® antimicrobial; temperature guide; sheath can be used as handle extension; 2.75” (7.0 cm) stem; 2-way mounting: pocket clip, hook; battery & instructions included | http://cdnmeasurement.com/cdn/images/01-Temp/01-DigitalTherm/DTT450/DTT450main.jpg | http://cdnmeasurement.com/cdn/images/06-Lifestyle/DTT450lifestyle.jpg | http://cdnmeasurement.com/cdn/images/01-Temp/01-DigitalTherm/DTT450/DTT450detail.jpg | http://cdnmeasurement.com/cdn/images/01-Temp/01-DigitalTherm/DTT450/DTT450back.jpg | http://cdnmeasurement.com/cdn/images/01-Temp/01-DigitalTherm/DTT450/DTT450dimen.jpg | http://cdnmeasurement.com/cdn/images/01-Temp/01-DigitalTherm/DTT450/HACCP.jpg |  | http://cdnmeasurement.com/cdn/images/06-Lifestyle/DTT450lifestyle.jpg |  | http://cdnmeasurement.com/cdn/techspec/01-Temp/01-DigitalTherm/CDNtechspec_DTT450.pdf
| Thermometers | 01 Digital Thermometers |  | DTT450-R | Thin Tip Pocket Thermometer - Red | NSF® Certified, BioCote® | 018436004776 | 00018436004776 | 6 | 10018436004773 | 144 | 20018436004770 | 26.35 | 15.81 | 1 | Each | -40 to +450°F/-40 to +230°C; NSF® Certified; 4-second response; waterproof (IPX4); one-button field calibration; 1.5 mm thin tip; accuracy: ±0.5*F (0.3°C); shatterproof; on/off button; auto-off; selectable units; BioCote® antimicrobial; temperature guide; sheath can be used as handle extension; 2.75” (7.0 cm) stem; 2-way mounting: pocket clip, hook; battery & instructions included | http://cdnmeasurement.com/cdn/images/01-Temp/01-DigitalTherm/DTT450/DTT450-Rmain.jpg | http://cdnmeasurement.com/cdn/images/06-Lifestyle/DTT450lifestyle.jpg | http://cdnmeasurement.com/cdn/images/01-Temp/01-DigitalTherm/DTT450/DTT450detail.jpg | http://cdnmeasurement.com/cdn/images/01-Temp/01-DigitalTherm/DTT450/DTT450back.jpg | http://cdnmeasurement.com/cdn/images/01-Temp/01-DigitalTherm/DTT450/DTT450dimen.jpg | http://cdnmeasurement.com/cdn/images/01-Temp/01-DigitalTherm/DTT450/HACCP.jpg |  | http://cdnmeasurement.com/cdn/images/06-Lifestyle/DTT450lifestyle.jpg |  | http://cdnmeasurement.com/cdn/techspec/01-Temp/01-DigitalTherm/CDNtechspec_DTT450.pdf
| Thermometers | 01 Digital Thermometers |  | DTT450-G | Thin Tip Pocket Thermometer - Green | NSF® Certified, BioCote® | 018436004783 | 00018436004783 | 6 | 10018436004780 | 144 | 20018436004787 | 26.35 | 15.81 | 1 | Each | -40 to +450°F/-40 to +230°C; NSF® Certified; 4-second response; waterproof (IPX4); one-button field calibration; 1.5 mm thin tip; accuracy: ±0.5*F (0.3°C); shatterproof; on/off button; auto-off; selectable units; BioCote® antimicrobial; temperature guide; sheath can be used as handle extension; 2.75” (7.0 cm) stem; 2-way mounting: pocket clip, hook; battery & instructions included | http://cdnmeasurement.com/cdn/images/01-Temp/01-DigitalTherm/DTT450/DTT450-Gmain.jpg | http://cdnmeasurement.com/cdn/images/06-Lifestyle/DTT450lifestyle.jpg | http://cdnmeasurement.com/cdn/images/01-Temp/01-DigitalTherm/DTT450/DTT450detail.jpg | http://cdnmeasurement.com/cdn/images/01-Temp/01-DigitalTherm/DTT450/DTT450back.jpg | http://cdnmeasurement.com/cdn/images/01-Temp/01-DigitalTherm/DTT450/DTT450dimen.jpg | http://cdnmeasurement.com/cdn/images/01-Temp/01-DigitalTherm/DTT450/HACCP.jpg |  | http://cdnmeasurement.com/cdn/images/06-Lifestyle/DTT450lifestyle.jpg |  | http://cdnmeasurement.com/cdn/techspec/01-Temp/01-DigitalTherm/CDNtechspec_DTT450.pdf
| Thermometers | 01 Digital Thermometers |  | DTT450-B | Thin Tip Pocket Thermometer - Blue | NSF® Certified, BioCote® | 018436004790 | 00018436004790 | 6 | 10018436004797 | 144 | 20018436004794 | 26.35 | 15.81 | 1 | Each | -40 to +450°F/-40 to +230°C; NSF® Certified; 4-second response; waterproof (IPX4); one-button field calibration; 1.5 mm thin tip; accuracy: ±0.5*F (0.3°C); shatterproof; on/off button; auto-off; selectable units; BioCote® antimicrobial; temperature guide; sheath can be used as handle extension; 2.75” (7.0 cm) stem; 2-way mounting: pocket clip, hook; battery & instructions included | http://cdnmeasurement.com/cdn/images/01-Temp/01-DigitalTherm/DTT450/DTT450-Bmain.jpg | http://cdnmeasurement.com/cdn/images/06-Lifestyle/DTT450lifestyle.jpg | http://cdnmeasurement.com/cdn/images/01-Temp/01-DigitalTherm/DTT450/DTT450detail.jpg | http://cdnmeasurement.com/cdn/images/01-Temp/01-DigitalTherm/DTT450/DTT450back.jpg | http://cdnmeasurement.com/cdn/images/01-Temp/01-DigitalTherm/DTT450/DTT450dimen.jpg | http://cdnmeasurement.com/cdn/images/01-Temp/01-DigitalTherm/DTT450/HACCP.jpg |  | http://cdnmeasurement.com/cdn/images/06-Lifestyle/DTT450lifestyle.jpg |  | http://cdnmeasurement.com/cdn/techspec/01-Temp/01-DigitalTherm/CDNtechspec_DTT450.pdf
| Thermometers | 01 Digital Thermometers |  | DTQ450X | Thin Tip Thermometer | NSF® Certified, BioCote® | 018436004585 | 00018436004585 | 6 | 10018436004582 | 144 | 20018436004589 | 27.15 | 16.29 | 1 | Each | -40 to +450°F/-40 to +230°C; NSF® Certified; 6-second response; waterproof (IPX6); one-button field calibration; 1.5 mm thin tip; accuracy: ± 2°F (1°C); shatterproof; big digit; on/off button; auto-off; selectable units; BioCote® antimicrobial; stainless steel housing; temperature guide; 4.75" (12.1 cm) stem; mounting: pocket clip; battery & instructions included | http://cdnmeasurement.com/cdn/images/01-Temp/01-DigitalTherm/DTQ450X/DTQ450Xmain.jpg | http://cdnmeasurement.com/cdn/images/01-Temp/01-DigitalTherm/DTQ450X/DTQ450Xfront.jpg | http://cdnmeasurement.com/cdn/images/01-Temp/01-DigitalTherm/DTQ450X/DTQ450Xside.jpg | http://cdnmeasurement.com/cdn/images/01-Temp/01-DigitalTherm/DTQ450X/DTQ450Xback.jpg | http://cdnmeasurement.com/cdn/images/01-Temp/01-DigitalTherm/DTQ450X/DTQ450Xdimen.jpg |  |  |  |  | http://cdnmeasurement.com/cdn/techspec/01-Temp/01-DigitalTherm/CDNtechspec_DTQ450X.pdf
| Thermometers | 01 Digital Thermometers |  | Q2-450X | Heavy Duty Thin Tip Thermometer | NSF® Certified, BioCote® | 018436004592 | 00018436004592 | 6 | 10018436004599 | 144 | 20018436004596 | 27.15 | 16.29 | 1 | Each | -40 to +450°F/-40 to +230°C; NSF® Certified; 6-second response; waterproof (IPX6); one-button field calibration; 1.5 mm thin tip; accuracy: ± 2°F (1°C); shatterproof; big digit; on/off button; auto-off; selectable units; BioCote® antimicrobial; temperature guide; sheath can be used as handle extension; 2.75” (7.0 cm) stem; 2-way mounting: pocket clip, rope; battery & instructions included | http://cdnmeasurement.com/cdn/images/01-Temp/01-DigitalTherm/Q2-450X/Q2-450Xmain.jpg | http://cdnmeasurement.com/cdn/images/01-Temp/01-DigitalTherm/Q2-450X/Q2-450Xdetail.jpg | http://cdnmeasurement.com/cdn/images/01-Temp/01-DigitalTherm/Q2-450X/Q2-450Xback.jpg | http://cdnmeasurement.com/cdn/images/01-Temp/01-DigitalTherm/Q2-450X/Q2-450Xdimen.jpg | [5 empty] | http://cdnmeasurement.com/cdn/techspec/01-Temp/01-DigitalTherm/CDNtechspec_Q2-450X.pdf
| Thermometers | 01 Digital Thermometers |  | DTTW572 | Waterproof Thin Tip Thermometer | NSF® Certified, BioCote® | 018436005070 | 00018436005070 | 6 | 10018436005077 | 48 | 20018436005074 | 36.5 | 21.9 | 1 | Each | -40 to +572°F/-40 to +300°C; NSF® Certified; 4-second response; waterproof (IPX7); one-button field calibration; 1.5 mm thin tip; accuracy: ±0.3°F (0.17°C); 180° rotating display; max/min; high heat; big digit; on/off button; auto-off; selectable units; BioCote® antimicrobial; temperature guide; 3.5” (8.9 cm) stem; 2-way mounting: pocket clip, hook; batteries & instructions included | http://cdnmeasurement.com/cdn/images/01-Temp/01-DigitalTherm/DTTW572/DTTW572main.jpg | http://cdnmeasurement.com/cdn/images/06-Lifestyle/DTTW572lifestyle.jpg | http://cdnmeasurement.com/cdn/images/01-Temp/01-DigitalTherm/DTTW572/DTTW572detail.jpg | http://cdnmeasurement.com/cdn/images/01-Temp/01-DigitalTherm/DTTW572/DTTW572back.jpg | http://cdnmeasurement.com/cdn/images/01-Temp/01-DigitalTherm/DTTW572/DTTW572dimen.jpg | http://cdnmeasurement.com/cdn/images/01-Temp/01-DigitalTherm/DTTW572/DTTW572.jpg |  | http://cdnmeasurement.com/cdn/images/06-Lifestyle/DTTW572lifestyle.jpg |  | http://cdnmeasurement.com/cdn/techspec/01-Temp/01-DigitalTherm/CDNtechspec_DTTW572.pdf
| Thermometers | 01 Digital Thermometers |  | DTL572-Y | Lollipop Thermometer - Yellow | NSF® Certified, BioCote® | 018436005117 | 00018436005117 | 6 | 10018436005114 | 48 | 20018436005111 | 32 | 19.2 | 1 | Each | -40 to +572°F/-40 to +300°C; NSF® Certified; 4-second response; waterproof (IPX7); one-button field calibration; 1.5 mm thin tip; accuracy: ±1.3°F (0.72°C); max/min; high heat; big digit; on/off button; auto-off; selectable units; BioCote® antimicrobial; temperature guide; 4.3” (11.0 cm) stem; mounting: pocket clip; batteries & instructions included | http://cdnmeasurement.com/cdn/images/01-Temp/01-DigitalTherm/DTL572/DTL572-Ymain.jpg | http://cdnmeasurement.com/cdn/images/01-Temp/01-DigitalTherm/DTL572/DTL572color.jpg | http://cdnmeasurement.com/cdn/images/01-Temp/01-DigitalTherm/DTL572/DTL572-Ydetail.jpg | http://cdnmeasurement.com/cdn/images/01-Temp/01-DigitalTherm/DTL572/DTL572-Yback.jpg | http://cdnmeasurement.com/cdn/images/01-Temp/01-DigitalTherm/DTL572/DTL572-Ydimen.jpg |  |  |  |  | http://cdnmeasurement.com/cdn/techspec/01-Temp/01-DigitalTherm/CDNtechspec_DTL572.pdf
| Thermometers | 01 Digital Thermometers |  | DTL572-R | Lollipop Thermometer - Red | NSF® Certified, BioCote® | 018436005124 | 00018436005124 | 6 | 10018436005121 | 48 | 20018436005128 | 32 | 19.2 | 1 | Each | -40 to +572°F/-40 to +300°C; NSF® Certified; 4-second response; waterproof (IPX7); one-button field calibration; 1.5 mm thin tip; accuracy: ±1.3°F (0.72°C); max/min; high heat; big digit; on/off button; auto-off; selectable units; BioCote® antimicrobial; temperature guide; 4.3” (11.0 cm) stem; mounting: pocket clip; batteries & instructions included | http://cdnmeasurement.com/cdn/images/01-Temp/01-DigitalTherm/DTL572/DTL572-Rmain.jpg | http://cdnmeasurement.com/cdn/images/01-Temp/01-DigitalTherm/DTL572/DTL572color.jpg | http://cdnmeasurement.com/cdn/images/01-Temp/01-DigitalTherm/DTL572/DTL572-Ydetail.jpg | http://cdnmeasurement.com/cdn/images/01-Temp/01-DigitalTherm/DTL572/DTL572-Yback.jpg | http://cdnmeasurement.com/cdn/images/01-Temp/01-DigitalTherm/DTL572/DTL572-Ydimen.jpg |  |  |  |  | http://cdnmeasurement.com/cdn/techspec/01-Temp/01-DigitalTherm/CDNtechspec_DTL572.pdf
| Thermometers | 01 Digital Thermometers |  | DTL572-G | Lollipop Thermometer - Green | NSF® Certified, BioCote® | 018436005131 | 00018436005131 | 6 | 10018436005138 | 48 | 20018436005135 | 32 | 19.2 | 1 | Each | -40 to +572°F/-40 to +300°C; NSF® Certified; 4-second response; waterproof (IPX7); one-button field calibration; 1.5 mm thin tip; accuracy: ±1.3°F (0.72°C); max/min; high heat; big digit; on/off button; auto-off; selectable units; BioCote® antimicrobial; temperature guide; 4.3” (11.0 cm) stem; mounting: pocket clip; batteries & instructions included | http://cdnmeasurement.com/cdn/images/01-Temp/01-DigitalTherm/DTL572/DTL572-Gmain.jpg | http://cdnmeasurement.com/cdn/images/01-Temp/01-DigitalTherm/DTL572/DTL572color.jpg | http://cdnmeasurement.com/cdn/images/01-Temp/01-DigitalTherm/DTL572/DTL572-Ydetail.jpg | http://cdnmeasurement.com/cdn/images/01-Temp/01-DigitalTherm/DTL572/DTL572-Yback.jpg | http://cdnmeasurement.com/cdn/images/01-Temp/01-DigitalTherm/DTL572/DTL572-Ydimen.jpg |  |  |  |  | http://cdnmeasurement.com/cdn/techspec/01-Temp/01-DigitalTherm/CDNtechspec_DTL572.pdf
| Thermometers | 01 Digital Thermometers |  | DTL572-B | Lollipop Thermometer - Blue | NSF® Certified, BioCote® | 018436005148 | 00018436005148 | 6 | 10018436005145 | 48 | 20018436005142 | 32 | 19.2 | 1 | Each | -40 to +572°F/-40 to +300°C; NSF® Certified; 4-second response; waterproof (IPX7); one-button field calibration; 1.5 mm thin tip; accuracy: ±1.3°F (0.72°C); max/min; high heat; big digit; on/off button; auto-off; selectable units; BioCote® antimicrobial; temperature guide; 4.3” (11.0 cm) stem; mounting: pocket clip; batteries & instructions included | http://cdnmeasurement.com/cdn/images/01-Temp/01-DigitalTherm/DTL572/DTL572-Bmain.jpg | http://cdnmeasurement.com/cdn/images/01-Temp/01-DigitalTherm/DTL572/DTL572color.jpg | http://cdnmeasurement.com/cdn/images/01-Temp/01-DigitalTherm/DTL572/DTL572-Ydetail.jpg | http://cdnmeasurement.com/cdn/images/01-Temp/01-DigitalTherm/DTL572/DTL572-Yback.jpg | http://cdnmeasurement.com/cdn/images/01-Temp/01-DigitalTherm/DTL572/DTL572-Ydimen.jpg |  |  |  |  | http://cdnmeasurement.com/cdn/techspec/01-Temp/01-DigitalTherm/CDNtechspec_DTL572.pdf
| Thermometers | 01 Digital Thermometers |  | DTW450 | Dishwasher Thin Tip Thermometer | NSF® Certified, BioCote® | 018436004622 | 00018436004622 | 6 | 10018436004629 | 48 | 20018436004626 | 38 | 22.8 | 1 | Each | -40 to +450°F/-40 to +230°C; NSF® Certified; 6-second response; waterproof (IPX7); one-button field calibration; 1.5 mm thin tip; accuracy: ±1.8°F (1°C); max/min; shatterproof; on/off button; auto-off; selectable units; BioCote® antimicrobial; 4.5” (11.4 cm) stem; 3-way mounting: pocket clip, hook, optional magnet; battery & instructions included | http://cdnmeasurement.com/cdn/images/01-Temp/01-DigitalTherm/DTW450/DTW450main.jpg | http://cdnmeasurement.com/cdn/images/01-Temp/01-DigitalTherm/DTW450/DTW450detail.jpg | http://cdnmeasurement.com/cdn/images/01-Temp/01-DigitalTherm/DTW450/DTW450back.jpg | http://cdnmeasurement.com/cdn/images/01-Temp/01-DigitalTherm/DTW450/DTW450dimen.jpg | [5 empty] | http://cdnmeasurement.com/cdn/techspec/01-Temp/01-DigitalTherm/CDNtechspec_DTW450.pdf
| Thermometers | 01 Digital Thermometers |  | DTW450L | Waterproof Thermometer - Long Stem | NSF® Certified, BioCote® | 018436004691 | 00018436004691 | 6 | 10018436004698 | 48 | 20018436004695 | 43 | 25.8 | 1 | Each | -40 to +450°F/-40 to +230°C; NSF® Certified; 6-second response; waterproof (IPX7); one-button field calibration; 2.5 mm reduced tip; accuracy: ±1.8°F (1°C); max/min; shatterproof; on/off button; auto-off; selectable units; BioCote® antimicrobial; temperature guide; heat shield; adjustable stainless steel clip; 8” (20.3 cm) stem; 2-way mounting: pocket clip, hook; battery & instructions included | http://cdnmeasurement.com/cdn/images/01-Temp/01-DigitalTherm/DTW450L/DTW450Lmain.jpg | http://cdnmeasurement.com/cdn/images/06-Lifestyle/DTW450Llifestyle.jpg | http://cdnmeasurement.com/cdn/images/01-Temp/01-DigitalTherm/DTW450L/DTW450Ldetail.jpg | http://cdnmeasurement.com/cdn/images/01-Temp/01-DigitalTherm/DTW450L/DTW450Lback.jpg | http://cdnmeasurement.com/cdn/images/01-Temp/01-DigitalTherm/DTW450L/DTW450Ldimen.jpg |  |  | http://cdnmeasurement.com/cdn/images/06-Lifestyle/DTW450Llifestyle.jpg |  | http://cdnmeasurement.com/cdn/techspec/01-Temp/01-DigitalTherm/CDNtechspec_DTW450L.pdf
| Thermometers | 02 Cooking Thermometers |  | IRT220 | Cooking Thermometer | NSF® Certified, BioCote® | 018436002024 | 00018436002024 | 6 | 10018436002021 | 144 | 20018436002028 | 5.55 | 3.33 | 1 | Each | 0 to 220°F; NSF® Certified; safe for commercial dishwashers; field calibration with wrench on sheath; 1” (2.5 cm) magnified dial; accuracy: ±2°F; shatterproof lens; stainless steel housing; BioCote® antimicrobial; sheath can be used as handle extension; 5” (12.7 cm) stem; mounting: pocket clip; product packaging also available in Spanish (IRT220C-ES) | http://cdnmeasurement.com/cdn/images/01-Temp/02-CookingTherm/IRT220/IRT220main.jpg | http://cdnmeasurement.com/cdn/images/06-Lifestyle/IRT220lifestyle.jpg | http://cdnmeasurement.com/cdn/images/01-Temp/02-CookingTherm/IRT220/IRT220front.jpg | http://cdnmeasurement.com/cdn/images/01-Temp/02-CookingTherm/IRT220/IRT220calibration.jpg | http://cdnmeasurement.com/cdn/images/01-Temp/02-CookingTherm/IRT220/IRT220side.jpg | http://cdnmeasurement.com/cdn/images/01-Temp/02-CookingTherm/IRT220/IRT220dimen.jpg | http://cdnmeasurement.com/cdn/images/01-Temp/02-CookingTherm/IRT220/IRT220calibration2.jpg | http://cdnmeasurement.com/cdn/images/06-Lifestyle/IRT220lifestyle.jpg |  | http://cdnmeasurement.com/cdn/techspec/01-Temp/02-CookingTherm/CDNtechspec_IRT220.pdf
| Thermometers | 02 Cooking Thermometers |  | IRT220-X2 | Cooking Thermometer - Twin Pack | NSF® Certified, BioCote® | 018436002185 | 00018436002185 | 6 | 10018436002182 | 72 | 20018436002189 | 10.55 | 6.33 | 1 | Each | 0 to 220°F; NSF® Certified; safe for commercial dishwashers; field calibration with wrench on sheath; 1” (2.5 cm) magnified dial; accuracy: ±2°F; shatterproof lens; stainless steel housing; BioCote® antimicrobial; sheath can be used as handle extension; 5” (12.7 cm) stem; mounting: pocket clip; 2 per pack | http://cdnmeasurement.com/cdn/images/01-Temp/02-CookingTherm/IRT220/IRT220main.jpg | http://cdnmeasurement.com/cdn/images/06-Lifestyle/IRT220lifestyle.jpg | http://cdnmeasurement.com/cdn/images/01-Temp/02-CookingTherm/IRT220/IRT220front.jpg | http://cdnmeasurement.com/cdn/images/01-Temp/02-CookingTherm/IRT220/IRT220calibration.jpg | http://cdnmeasurement.com/cdn/images/01-Temp/02-CookingTherm/IRT220/IRT220side.jpg | http://cdnmeasurement.com/cdn/images/01-Temp/02-CookingTherm/IRT220/IRT220dimen.jpg | http://cdnmeasurement.com/cdn/images/01-Temp/02-CookingTherm/IRT220/IRT220calibration2.jpg | http://cdnmeasurement.com/cdn/images/06-Lifestyle/IRT220lifestyle.jpg |  | http://cdnmeasurement.com/cdn/techspec/01-Temp/02-CookingTherm/CDNtechspec_IRT220.pdf
| Thermometers | 02 Cooking Thermometers |  | IRT220C | Cooking Thermometer - Celsius | NSF® Certified, BioCote® | 018436007401 | 00018436007401 | 6 | 10018436007408 | 144 | 20018436007405 | 5.55 | 3.33 | 1 | Each | -13 to +103°C; NSF® Certified; safe for commercial dishwashers; field calibration with wrench on sheath; 1” (2.5 cm) magnified dial; accuracy: ±1°C; shatterproof lens; stainless steel housing; BioCote® antimicrobial; sheath can be used as handle extension; 5” (12.7 cm) stem; mounting: pocket clip; product packaging also available in Spanish (IRT220C-ES) | http://cdnmeasurement.com/cdn/images/01-Temp/02-CookingTherm/IRT220Cmain.jpg | http://cdnmeasurement.com/cdn/images/01-Temp/02-CookingTherm/IRT220/IRT220calibration.jpg | http://cdnmeasurement.com/cdn/images/01-Temp/02-CookingTherm/IRT220/IRT220side.jpg | http://cdnmeasurement.com/cdn/images/01-Temp/02-CookingTherm/IRT220/IRT220dimen.jpg | http://cdnmeasurement.com/cdn/images/01-Temp/02-CookingTherm/IRT220/IRT220calibration2.jpg |  |  |  |  | http://cdnmeasurement.com/cdn/techspec/01-Temp/02-CookingTherm/CDNtechspec_IRT220C.pdf
| Thermometers | 02 Cooking Thermometers |  | IRT220-PACK | Cooking Thermometer Display Pack | NSF® Certified, BioCote® | 018436002055 | 00018436002055 | 9 | 10018436002052 | 45 | 20018436002059 | 61.2 | 36.72 | 1 | Each | 0 to 220°F; NSF® Certified; safe for commercial dishwashers; field calibration with wrench on sheath; 1” (2.5 cm) magnified dial; accuracy: ±2°F; shatterproof lens; stainless steel housing; BioCote® antimicrobial; sheath can be used as handle extension; 5” (12.7 cm) stem; mounting: pocket clip; 12 per pack | http://cdnmeasurement.com/cdn/images/01-Temp/02-CookingTherm/IRT220-PACKmain.jpg | http://cdnmeasurement.com/cdn/images/01-Temp/02-CookingTherm/IRT220/IRT220calibration.jpg | http://cdnmeasurement.com/cdn/images/01-Temp/02-CookingTherm/IRT220/IRT220side.jpg | http://cdnmeasurement.com/cdn/images/01-Temp/02-CookingTherm/IRT220/IRT220dimen.jpg | http://cdnmeasurement.com/cdn/images/01-Temp/02-CookingTherm/IRT220/IRT220calibration2.jpg |  |  |  |  | http://cdnmeasurement.com/cdn/techspec/01-Temp/02-CookingTherm/CDNtechspec_IRT220.pdf
| Thermometers | 02 Cooking Thermometers |  | IRT220C-PACK | Cooking Thermometer Display Pack - Celsius | NSF® Certified, BioCote® | 018436002116 | 00018436002116 | 9 | 10018436002113 | 45 | 20018436002110 | 61.2 | 36.72 | 1 | Each | -13 to +103°C; NSF® Certified; safe for commercial dishwashers; field calibration with wrench on sheath; 1” (2.5 cm) magnified dial; accuracy: ±1°C; shatterproof lens; stainless steel housing; BioCote® antimicrobial; sheath can be used as handle extension; 5” (12.7 cm) stem; mounting: pocket clip; 12 per pack | http://cdnmeasurement.com/cdn/images/01-Temp/02-CookingTherm/IRT220C-PACKmain.jpg | http://cdnmeasurement.com/cdn/images/01-Temp/02-CookingTherm/IRT220/IRT220calibration.jpg | http://cdnmeasurement.com/cdn/images/01-Temp/02-CookingTherm/IRT220/IRT220side.jpg | http://cdnmeasurement.com/cdn/images/01-Temp/02-CookingTherm/IRT220/IRT220dimen.jpg | http://cdnmeasurement.com/cdn/images/01-Temp/02-CookingTherm/IRT220/IRT220calibration2.jpg |  |  |  |  | http://cdnmeasurement.com/cdn/techspec/01-Temp/02-CookingTherm/CDNtechspec_IRT220C.pdf
| Thermometers | 02 Cooking Thermometers |  | IRT550 | High Temperature Cooking Thermometer | NSF® Certified, BioCote® | 018436002093 | 00018436002093 | 6 | 10018436002090 | 240 | 20018436002097 | 5.55 | 3.33 | 1 | Each | 50 to 550°F; NSF® Certified; safe for commercial dishwashers; boil test field calibration with wrench on sheath; 1” (2.5 cm) magnified dial; accuracy: ±5°F; shatterproof lens; stainless steel housing; BioCote® antimicrobial; sheath can be used as handle extension; 5” (12.7 cm) stem; mounting: pocket clip | http://cdnmeasurement.com/cdn/images/01-Temp/02-CookingTherm/IRT550/IRT550main.jpg | http://cdnmeasurement.com/cdn/images/01-Temp/02-CookingTherm/IRT550/IRT550front.jpg | http://cdnmeasurement.com/cdn/images/01-Temp/02-CookingTherm/IRT550/IRT550side.jpg | http://cdnmeasurement.com/cdn/images/01-Temp/02-CookingTherm/IRT550/IRT550calibration.jpg | http://cdnmeasurement.com/cdn/images/01-Temp/02-CookingTherm/IRT550/IRT550calibration2.jpg | http://cdnmeasurement.com/cdn/images/01-Temp/02-CookingTherm/IRT550/IRT550dimen.jpg |  |  |  | http://cdnmeasurement.com/cdn/techspec/01-Temp/02-CookingTherm/CDNtechspec_IRT550.pdf
| Thermometers | 02 Cooking Thermometers |  | IRXL220 | Large Dial Cooking Thermometer | NSF® Certified, BioCote® | 018436002123 | 00018436002123 | 6 | 10018436002120 | 144 | 20018436002127 | 10.85 | 6.51 | 1 | Each | 0 to 220°F; NSF® Certified; safe for commercial dishwashers; field calibration with wrench on sheath; 1.75” (4.4 cm) dial; accuracy: ± 2°F; shatterproof lens; stainless steel housing; BioCote® antimicrobial; sheath can be used as handle extension; 5” (12.7 cm) stem; mounting: pocket clip | http://cdnmeasurement.com/cdn/images/01-Temp/02-CookingTherm/IRXL220/IRXL220main.jpg | http://cdnmeasurement.com/cdn/images/01-Temp/02-CookingTherm/IRXL220/IRXL220front.jpg | http://cdnmeasurement.com/cdn/images/01-Temp/02-CookingTherm/IRXL220/IRXL220calibration.jpg | http://cdnmeasurement.com/cdn/images/01-Temp/02-CookingTherm/IRXL220/IRXL220side.jpg | http://cdnmeasurement.com/cdn/images/01-Temp/02-CookingTherm/IRXL220/IRXL220dimen.jpg |  |  |  |  | http://cdnmeasurement.com/cdn/techspec/01-Temp/02-CookingTherm/CDNtechspec_IRXL220.pdf
| Thermometers | 02 Cooking Thermometers |  | IRXL220C | Large Dial Cooking Thermometer – Celsius | NSF® Certified, BioCote® | 018436007166 | 00018436007166 | 6 | 10018436007163 | 144 | 20018436007160 | 10.85 | 6.51 | 1 | Each | -13 to +103°C; NSF® Certified; safe for commercial dishwashers; field calibration with wrench on sheath; 1.75” (4.4 cm) dial; accuracy: ±1°C; shatterproof lens; stainless steel housing; BioCote® antimicrobial; sheath can be used as handle extension; 5” (12.7 cm) stem; mounting: pocket clip | [9 empty] | http://cdnmeasurement.com/cdn/techspec/01-Temp/02-CookingTherm/CDNtechspec_IRXL220C.pdf
| Thermometers | 02 Cooking Thermometers |  | IRM190 | Ovenproof Meat Thermometer | NSF® Certified, BioCote® | 018436002031 | 00018436002031 | 6 | 10018436002038 | 144 | 20018436002035 | 9 | 5.4 | 1 | Each | 130 to 190°F/50 to 90°C; NSF® Certified; temperature guide; ovenproof; boil test field calibration; 1.75” (4.4 cm) dial; accuracy: ±0.3*F (0.2°C); dual scale; laboratory glass lens; stainless steel housing; BioCote® antimicrobial; sheath can be used as handle extension; 5” (12.7 cm) stem; mounting: pocket clip | http://cdnmeasurement.com/cdn/images/01-Temp/02-CookingTherm/IRM190/IRM190main.jpg | http://cdnmeasurement.com/cdn/images/01-Temp/02-CookingTherm/IRM190/IRM190front.jpg | http://cdnmeasurement.com/cdn/images/01-Temp/02-CookingTherm/IRM190/IRM190side.jpg | http://cdnmeasurement.com/cdn/images/01-Temp/02-CookingTherm/IRM190/IRM190dimen.jpg | [5 empty] | http://cdnmeasurement.com/cdn/techspec/01-Temp/02-CookingTherm/CDNtechspec_IRM190.pdf
| Thermometers | 02 Cooking Thermometers |  | IRM190C | Ovenproof Meat Thermometer – Celsius | NSF® Certified, BioCote® | 018436007456 | 00018436007456 | 6 | 10018436007453 | 144 | 20018436007450 | 9 | 5.4 | 1 | Each | 50 to 90°C/130 to 190°F; NSF® Certified; temperature guide; ovenproof; boil test field calibration; 1.75” (4.4 cm) dial; accuracy: ±0.3*F (0.2°C); dual scale; laboratory glass lens; stainless steel housing; BioCote® antimicrobial; sheath can be used as handle extension; 5” (12.7 cm) stem; mounting: pocket clip | http://cdnmeasurement.com/cdn/images/01-Temp/02-CookingTherm/IRM190Cmain.jpg | [8 empty] | http://cdnmeasurement.com/cdn/techspec/01-Temp/02-CookingTherm/CDNtechspec_IRM190.pdf
| Thermometers | 02 Cooking Thermometers |  | IRM200 | Ovenproof Meat Thermometer | NSF® Certified | 018436002079 | 00018436002079 | 6 | 10018436002076 | 72 | 20018436002073 | 12.35 | 7.41 | 1 | Each | 120 to 200°F/50 to 100°C; NSF® Certified; temperature guide; ovenproof; safe for commercial dishwashers; boil test field calibration; extra-large 2” (5.1 cm) dial; accuracy: ±2°F (1°C); dual scale; laboratory glass lens; stainless steel housing; 5” (12.7 cm) stem; target marker | http://cdnmeasurement.com/cdn/images/01-Temp/02-CookingTherm/IRM200/IRM200main.jpg | http://cdnmeasurement.com/cdn/images/01-Temp/02-CookingTherm/IRM200/IRM200front.jpg | http://cdnmeasurement.com/cdn/images/01-Temp/02-CookingTherm/IRM200/IRM200side.jpg | http://cdnmeasurement.com/cdn/images/01-Temp/02-CookingTherm/IRM200/IRM200dimen.jpg | [5 empty] | http://cdnmeasurement.com/cdn/techspec/01-Temp/02-CookingTherm/CDNtechspec_IRM200.pdf
| Thermometers | 02 Cooking Thermometers |  | IRM200-GLOW | Ovenproof Meat Thermometer – Glow | NSF® Certified | 018436002130 | 00018436002130 | 6 | 10018436002137 | 72 | 20018436002134 | 13.05 | 7.83 | 1 | Each | 120 to 200°F/50 to 100°C; NSF® Certified; easy to read in low light conditions; temperature guide; ovenproof; safe for commercial dishwashers; boil test field calibration; extra-large 2” (5.1 cm) dial; accuracy: ±2°F (1°C); dual scale; laboratory glass lens; stainless steel housing; 5” (12.7 cm) stem; target marker | http://cdnmeasurement.com/cdn/images/01-Temp/02-CookingTherm/IRM200-GLOW/IRM200-GLOWmain.jpg | http://cdnmeasurement.com/cdn/images/06-Lifestyle/IRM200-GLOWlifestyle.jpg | http://cdnmeasurement.com/cdn/images/01-Temp/02-CookingTherm/IRM200-GLOW/IRM200-GLOWfront.jpg | http://cdnmeasurement.com/cdn/images/01-Temp/02-CookingTherm/IRM200-GLOW/IRM200-GLOWside.jpg | http://cdnmeasurement.com/cdn/images/01-Temp/02-CookingTherm/IRM200-GLOW/IRM200-GLOWdimen.jpg |  |  | http://cdnmeasurement.com/cdn/images/06-Lifestyle/IRM200-GLOWlifestyle.jpg |  | http://cdnmeasurement.com/cdn/techspec/01-Temp/02-CookingTherm/CDNtechspec_IRM200-GLOW.pdf
| Thermometers | 02 Cooking Thermometers |  | IRL500 | Long Stem Fry Thermometer – 12" |  | 018436002109 | 00018436002109 | 6 | 10018436002106 | 36 | 20018436002103 | 15.35 | 9.21 | 1 | Each | 100 to 500°F/38 to 260°C; safe for commercial dishwashers; boil test field calibration; 1.75” (4.4 cm) dial; accuracy: ±5°F (2°C); dual scale; laboratory glass lens; stainless steel housing; temperature and recalibration guides on sheath; 12” (30.5 cm) stem; mounting: pocket clip; adjustable stainless steel clip | http://cdnmeasurement.com/cdn/images/01-Temp/02-CookingTherm/IRL500/IRL500main.jpg | http://cdnmeasurement.com/cdn/images/01-Temp/02-CookingTherm/IRL500/IRL500front.jpg | http://cdnmeasurement.com/cdn/images/01-Temp/02-CookingTherm/IRL500/IRL500side.jpg | http://cdnmeasurement.com/cdn/images/01-Temp/02-CookingTherm/IRL500/IRL500dimen.jpg | [5 empty] | http://cdnmeasurement.com/cdn/techspec/01-Temp/02-CookingTherm/CDNtechspec_IRL500.pdf
| Thermometers | 03 Thermocouple Thermometers |  | DTF572 | Rotating Display Thermocouple Thermometer | NSF® Certified, BioCote® | 018436004936 | 00018436004936 | 6 | 10018436004933 | 24 | 20018436004930 | 74.35 | 44.61 | 1 | Each | -40 to +572°F/-40 to +300°C; NSF® Certified; 3-second response; waterproof (IP54); field calibration; 1.5 mm thin tip; backlit extra-big digits; accuracy: ±0.7°F (0.4°C); 180° rotating display; high heat; automatic on/off; auto-off; selectable units; BioCote® antimicrobial; temperature guide; 4.5” (11.5 cm) probe; mounting: loop; batteries & instructions included | http://cdnmeasurement.com/cdn/images/01-Temp/03-Thermocouple/DTF572/DTF572main.jpg | http://cdnmeasurement.com/cdn/images/01-Temp/03-Thermocouple/DTF572/DTF572detail.jpg | http://cdnmeasurement.com/cdn/images/01-Temp/03-Thermocouple/DTF572/DTF572back.jpg | http://cdnmeasurement.com/cdn/images/01-Temp/03-Thermocouple/DTF572/DTF572dimen.jpg | [5 empty] | http://cdnmeasurement.com/cdn/techspec/01-Temp/03-Thermocouple/CDNtechspec_DTF572.pdf
| Thermometers | 03 Thermocouple Thermometers |  | TCT572-W | Folding Thermocouple Thermometer - White | NSF® Certified, BioCote® | 018436004646 | 00018436004646 | 12 | 10018436004643 | 48 | 20018436004640 | 92.4 | 55.44 | 1 | Each | -58 to +572°F/-50 to +300°C; NSF® Certified; 3-second response; waterproof (IPX4); field calibration; 1.5 mm thin tip; backlit display; accuracy: ±1°F (0.5°C); high heat; max/min; extra big digit; on/off button; auto-off; selectable units; BioCote® antimicrobial; temperature guide; 4.25” (10.8 cm) probe; mounting: loop; batteries & instructions included | http://cdnmeasurement.com/cdn/images/01-Temp/03-Thermocouple/TCT572/TCT572-Wmain.jpg | http://cdnmeasurement.com/cdn/images/01-Temp/03-Thermocouple/TCT572/TCT572-BKdetail.jpg | http://cdnmeasurement.com/cdn/images/01-Temp/03-Thermocouple/TCT572/TCT572-BKback.jpg | http://cdnmeasurement.com/cdn/images/01-Temp/03-Thermocouple/TCT572/TCT572-BKdimen.jpg | [5 empty] | http://cdnmeasurement.com/cdn/techspec/01-Temp/03-Thermocouple/CDNtechspec_TCT572.pdf
| Thermometers | 03 Thermocouple Thermometers |  | TCT572-BK | Folding Thermocouple Thermometer - Black | NSF® Certified, BioCote® | 018436004653 | 00018436004653 | 12 | 10018436004650 | 48 | 20018436004657 | 92.4 | 55.44 | 1 | Each | -58 to +572°F/-50 to +300°C; NSF® Certified; 3-second response; waterproof (IPX4); field calibration; 1.5 mm thin tip; backlit display; accuracy: ±1°F (0.5°C); high heat; max/min; extra big digit; on/off button; auto-off; selectable units; BioCote® antimicrobial; temperature guide; 4.25” (10.8 cm) probe; mounting: loop; batteries & instructions included | http://cdnmeasurement.com/cdn/images/01-Temp/03-Thermocouple/TCT572/TCT572-BKmain.jpg | http://cdnmeasurement.com/cdn/images/01-Temp/03-Thermocouple/TCT572/TCT572-BKdetail.jpg | http://cdnmeasurement.com/cdn/images/01-Temp/03-Thermocouple/TCT572/TCT572-BKback.jpg | http://cdnmeasurement.com/cdn/images/01-Temp/03-Thermocouple/TCT572/TCT572-BKdimen.jpg | [5 empty] | http://cdnmeasurement.com/cdn/techspec/01-Temp/03-Thermocouple/CDNtechspec_TCT572.pdf
| Thermometers | 03 Thermocouple Thermometers |  | TCTW572 | Waterproof Folding Thermocouple Thermometer | NSF® Certified, BioCote® | 018436005087 | 00018436005087 | 12 | 10018436005084 | 48 | 20018436005081 | 89 | 53.4 | 1 | Each | -58 to +572°F/-50 to +300°C; NSF® Certified; 2-second response; waterproof (ipx7); one-button field calibration; 1.5 mm thin tip; accuracy: ±1°F (0.5°C); high heat; 4-way rotating display; backlit display; extra-big digit; automatic on/off; auto-off; selectable units; BioCote® antimicrobial; temperature guide; 4.33” (11.0 cm) probe; mounting: loop; batteries & instructions included | http://cdnmeasurement.com/cdn/images/01-Temp/03-Thermocouple/TCTW572/TCTW572main.jpg | http://cdnmeasurement.com/cdn/images/06-Lifestyle/TCTW572lifestyle.jpg | http://cdnmeasurement.com/cdn/images/01-Temp/03-Thermocouple/TCTW572/TCTW572detail.jpg | http://cdnmeasurement.com/cdn/images/01-Temp/03-Thermocouple/TCTW572/TCTW572back.jpg | http://cdnmeasurement.com/cdn/images/01-Temp/03-Thermocouple/TCTW572/TCTW572dimen.jpg |  |  | http://cdnmeasurement.com/cdn/images/06-Lifestyle/TCTW572lifestyle.jpg |  | http://cdnmeasurement.com/cdn/techspec/01-Temp/03-Thermocouple/CDNtechspec_TCTW572.pdf
| Thermometers | 04 Infrared Thermometers |  | IN482 | Infrared Thermometer, Timer & Clock |  | 018436005735 | 00018436005735 | N/A | N/A | 100 | 20018436005739 | 59.5 | 35.7 | 1 | Each | -67 to 482°F/-55 to +250°C; 24 hours by hr/min/sec; one-button operation; 1-second response; distance:spot = 5:1; max, min and lock for continuous scanning; accuracy: ±3.6°F (2°C); stopwatch timer; displays clock & room temp in standby; battery status indication; auto-off; selectable units; 2-way mounting: stand, loop; battery & instructions included; 1-year warranty | http://cdnmeasurement.com/cdn/images/01-Temp/04-InfraredTherm/IN482/IN482main.jpg | http://cdnmeasurement.com/cdn/images/01-Temp/04-InfraredTherm/IN482/IN482detail.jpg | http://cdnmeasurement.com/cdn/images/01-Temp/04-InfraredTherm/IN482/IN482back.jpg | http://cdnmeasurement.com/cdn/images/01-Temp/04-InfraredTherm/IN482/IN482dimen.jpg | [5 empty] | http://cdnmeasurement.com/cdn/techspec/01-Temp/04-InfraredTherm/CDNtechspec_IN482.pdf
| Thermometers | 04 Infrared Thermometers |  | IN1022 | Infrared Gun |  | 018436005711 | 00018436005711 | N/A | N/A | 30 | 20018436005715 | 103.8 | 62.28 | 1 | Each | -76 to +1022°F/-60 to +550°C; 1-second response; distance:spot = 12:1; 8-beam laser target illumination; programmable high & low alerts for HACCP compliance; accuracy: ±2.7°F (1.5°C); one-button operation; shatterproof; memory; maximum, minimum, difference & average with lock for continuous scanning; backlit display; battery status indication; auto-off; selectable units; batteries & instructions included; 1-year warranty | http://cdnmeasurement.com/cdn/images/01-Temp/04-InfraredTherm/IN1022/IN1022main.jpg | http://cdnmeasurement.com/cdn/images/01-Temp/04-InfraredTherm/IN1022/IN1022detail.jpg | http://cdnmeasurement.com/cdn/images/01-Temp/04-InfraredTherm/IN1022/IN1022back.jpg | http://cdnmeasurement.com/cdn/images/01-Temp/04-InfraredTherm/IN1022/IN1022dimen.jpg | [5 empty] | http://cdnmeasurement.com/cdn/techspec/01-Temp/04-InfraredTherm/CDNtechspec_IN1022.pdf
| Thermometers | 04 Infrared Thermometers |  | INTP626X | Infrared/Thermocouple Probe Thermometer | NSF® Certified, BioCote® | 018436005766 | 00018436005766 | N/A | N/A | 30 | 20018436005760 | 165.75 | 99.45 | 1 | Each | Infrared: -67 to +482°F/-55 to +250°C; Thermocouple: -67 to +626°F/-55 to +330°C; NSF® Certified; distance:spot = 2.5:1; rapid response; waterproof (IP65); HACCP check lights & icons; 1.5 mm thin tip; accuracy: ±2°F (1°C); one-button operation; dual function; infrared for non-contact surface temperatures; with thermocouple probe for internal temperatures; shatterproof; maximum, minimum & lock for continuous scanning; laser target illumination; battery status indication; BioCote® antimicrobial; auto-off; selectable units; temperature guide; 4.5” (11.43 cm) probe; batteries & instructions included; 1-year warranty | http://cdnmeasurement.com/cdn/images/01-Temp/04-InfraredTherm/INTP626X/INTP626Xmain.jpg | http://cdnmeasurement.com/cdn/images/01-Temp/04-InfraredTherm/INTP626X/INTP626Xdetail.jpg | http://cdnmeasurement.com/cdn/images/01-Temp/04-InfraredTherm/INTP626X/INTP626Xback.jpg | http://cdnmeasurement.com/cdn/images/01-Temp/04-InfraredTherm/INTP626X/INTP626Xdimen.jpg | [5 empty] | http://cdnmeasurement.com/cdn/techspec/01-Temp/04-InfraredTherm/CDNtechspec_INTP626X.pdf
| Thermometers | 04 Infrared Thermometers |  | INTP662 | Infrared Gun/Thermocouple Thermometer | NSF® Certified, BioCote® | 018436005728 | 00018436005728 | N/A | N/A | 30 | 20018436005722 | 165.75 | 99.45 | 1 | Each | Infrared: -76 to +662°F/-60 to +350°C; Thermocouple: -76 to +662°F/-60 to +350°C; NSF® Certified; distance:spot = 8:1; rapid response; waterproof (IP54); backlit HACCP check lights; 1.5 mm thin tip; accuracy: ±1.8°F (1°C); probe ±1.5%; one-button operation; dual function; infrared for non-contact surface temperatures; with thermocouple probe for internal temperatures; maximum, minimum & lock for continuous scanning; 8-beam laser target illumination; battery status indication; BioCote® antimicrobial; auto-off; selectable units; temperature guide; 3.75” (9.53 cm) probe; batteries & instructions included; 1-year warranty | http://cdnmeasurement.com/cdn/images/01-Temp/04-InfraredTherm/INTP662/INTP662main.jpg | http://cdnmeasurement.com/cdn/images/01-Temp/04-InfraredTherm/INTP662/INTP662detail.jpg | http://cdnmeasurement.com/cdn/images/01-Temp/04-InfraredTherm/INTP662/INTP662back.jpg | http://cdnmeasurement.com/cdn/images/01-Temp/04-InfraredTherm/INTP662/INTP662dimen.jpg | [5 empty] | http://cdnmeasurement.com/cdn/techspec/01-Temp/04-InfraredTherm/CDNtechspec_INTP662.pdf
| Thermometers | 05 Digital Probe Thermometers |  | DTP392 | Probe Thermometer |  | 018436006190 | 00018436006190 | 12 | 10018436006197 | 96 | 20018436006194 | 33.95 | 20.37 | 1 | Each | 32 to 392°F/0 to 200°C; monitors temperature while cooking; displays actual & set temps; audio/visual alert sounds when food is done; big digit; sliding mode switch; selectable units; temperature guide; 5.5” (14.0 cm) probe with 3’ (91.4 cm) sensor cable (heat resistant up to 428°f(220°C)); 2-way mounting: magnet, stand; battery & instructions included; instructions also available in Spanish (DTP392-ES) | http://cdnmeasurement.com/cdn/images/01-Temp/05-DigitalProbeTherm/DTP392/DTP392main.jpg | http://cdnmeasurement.com/cdn/images/01-Temp/05-DigitalProbeTherm/DTP392/DTP392front.jpg | http://cdnmeasurement.com/cdn/images/01-Temp/05-DigitalProbeTherm/DTP392/DTP392back.jpg | http://cdnmeasurement.com/cdn/images/01-Temp/05-DigitalProbeTherm/DTP392/DTP392dimen.jpg | [5 empty] | http://cdnmeasurement.com/cdn/techspec/01-Temp/05-DigitalProbeTherm/CDNtechspec_DTP392.pdf
| Thermometers | 05 Digital Probe Thermometers |  | DTTC-W | Combo Probe Thermometer, Timer & Clock - White |  | 018436006206 | 00018436006206 | 6 | 10018436006203 | 48 | 20018436006200 | 37.8 | 22.68 | 1 | Each | 14 to 392°F/-10 to +200°C; 24 hours by hr/min; monitors temperature while cooking or cooling; displays actual & set temps & timer or clock; alert sounds when food is done; timer counts up & down; big digit; upper & lower limits; international time; stop & restart; last count recall; sliding mode switch; selectable units; temperature guide; 5.5” (14.0 cm) probe; 3’ (91.4 cm) sensor cable (heat resistant up to 400°F (204°C)); 2-way mounting: magnet, stand; adjustable stainless steel clip; battery & instructions included; instructions also available in Spanish (DTTC-W-ES) | http://cdnmeasurement.com/cdn/images/01-Temp/05-DigitalProbeTherm/DTTC/DTTC-Wmain.jpg | http://cdnmeasurement.com/cdn/images/06-Lifestyle/DTTC-Wlifestyle.jpg | http://cdnmeasurement.com/cdn/images/01-Temp/05-DigitalProbeTherm/DTTC/DTTC-Sfront.jpg | http://cdnmeasurement.com/cdn/images/01-Temp/05-DigitalProbeTherm/DTTC/DTTC-Sside.jpg | http://cdnmeasurement.com/cdn/images/01-Temp/05-DigitalProbeTherm/DTTC/DTTC-Sback.jpg | http://cdnmeasurement.com/cdn/images/01-Temp/05-DigitalProbeTherm/DTTC/DTTC-Sdimen.jpg | http://cdnmeasurement.com/cdn/images/01-Temp/05-DigitalProbeTherm/DTTC/DTTCcoup.jpg | http://cdnmeasurement.com/cdn/images/06-Lifestyle/DTTC-Wlifestyle.jpg |  | http://cdnmeasurement.com/cdn/techspec/01-Temp/05-DigitalProbeTherm/CDNtechspec_DTTC.pdf
| Thermometers | 05 Digital Probe Thermometers |  | DTTC-S | Combo Probe Thermometer, Timer & Clock - Silver |  | 018436004486 | 00018436004486 | 6 | 10018436004483 | 48 | 20018436004480 | 37.8 | 22.68 | 1 | Each | 14 to 392°F/-10 to +200°C; 24 hours by hr/min; monitors temperature while cooking or cooling; displays actual & set temps & timer or clock; alert sounds when food is done; timer counts up & down; big digit; upper & lower limits; international time; stop & restart; last count recall; sliding mode switch; selectable units; temperature guide; 5.5” (14.0 cm) probe; 3’ (91.4 cm) sensor cable (heat resistant up to 400°F (204°C)); 2-way mounting: magnet, stand; adjustable stainless steel clip; battery & instructions included; instructions also available in Spanish (DTTC-S-ES) | http://cdnmeasurement.com/cdn/images/01-Temp/05-DigitalProbeTherm/DTTC/DTTC-Smain.jpg | http://cdnmeasurement.com/cdn/images/06-Lifestyle/DTTC-Wlifestyle.jpg | http://cdnmeasurement.com/cdn/images/01-Temp/05-DigitalProbeTherm/DTTC/DTTC-Sfront.jpg | http://cdnmeasurement.com/cdn/images/01-Temp/05-DigitalProbeTherm/DTTC/DTTC-Sside.jpg | http://cdnmeasurement.com/cdn/images/01-Temp/05-DigitalProbeTherm/DTTC/DTTC-Sback.jpg | http://cdnmeasurement.com/cdn/images/01-Temp/05-DigitalProbeTherm/DTTC/DTTC-Sdimen.jpg | http://cdnmeasurement.com/cdn/images/01-Temp/05-DigitalProbeTherm/DTTC/DTTCcoup.jpg | http://cdnmeasurement.com/cdn/images/06-Lifestyle/DTTC-Wlifestyle.jpg |  | http://cdnmeasurement.com/cdn/techspec/01-Temp/05-DigitalProbeTherm/CDNtechspec_DTTC.pdf
| Thermometers | 05 Digital Probe Thermometers |  | DSP1-W | Dual-Sensing Probe Thermometer/Timer - White |  | 018436004554 | 00018436004554 | 6 | 10018436004551 | 48 | 20018436004558 | 53.3 | 31.98 | 1 | Each | 32 to 572°F/0 to 300°C; 10 hours by hr/min/sec; monitors food and oven temperatures while cooking; programmable; displays actual & set temps for both oven & food; distinct alerts for food, oven & timer; timer counts up & down; high heat; overtime alert; big digit; stop & restart; counts up after zero; on/off button; selectable units; temperature guide; 6.75” (17.0 cm) probe; 39” (1 m) sensor cable (heat resistant up to 600°F (315°C) for 3 hours); 2-way mounting: magnet, stand; battery & instructions included | http://cdnmeasurement.com/cdn/images/01-Temp/05-DigitalProbeTherm/DSP1/DSP1-Wmain.jpg | http://cdnmeasurement.com/cdn/images/01-Temp/05-DigitalProbeTherm/DSP1/DSP1-Sfront.jpg | http://cdnmeasurement.com/cdn/images/01-Temp/05-DigitalProbeTherm/DSP1/DSP1-Sside.jpg | http://cdnmeasurement.com/cdn/images/01-Temp/05-DigitalProbeTherm/DSP1/DSP1-Sback.jpg | http://cdnmeasurement.com/cdn/images/01-Temp/05-DigitalProbeTherm/DSP1/DSP1-Sdimen.jpg |  |  |  |  | http://cdnmeasurement.com/cdn/techspec/01-Temp/05-DigitalProbeTherm/CDNtechspec_DSP1.pdf
| Thermometers | 05 Digital Probe Thermometers |  | DSP1-S | Dual-Sensing Probe Thermometer/Timer - Silver |  | 018436004448 | 00018436004448 | 25 | 10018436004445 | 50 | 20018436004442 | 53.3 | 31.98 | 1 | Each | 32 to 572°F/0 to 300°C; 10 hours by hr/min/sec; monitors food and oven temperatures while cooking; programmable; displays actual & set temps for both oven & food; distinct alerts for food, oven & timer; timer counts up & down; high heat; overtime alert; big digit; stop & restart; counts up after zero; on/off button; selectable units; temperature guide; 6.75” (17.0 cm) probe; 39” (1 m) sensor cable (heat resistant up to 600°F (315°C) for 3 hours); 2-way mounting: magnet, stand; battery & instructions included | http://cdnmeasurement.com/cdn/images/01-Temp/05-DigitalProbeTherm/DSP1/DSP1-Smain.jpg | http://cdnmeasurement.com/cdn/images/01-Temp/05-DigitalProbeTherm/DSP1/DSP1-Sfront.jpg | http://cdnmeasurement.com/cdn/images/01-Temp/05-DigitalProbeTherm/DSP1/DSP1-Sside.jpg | http://cdnmeasurement.com/cdn/images/01-Temp/05-DigitalProbeTherm/DSP1/DSP1-Sback.jpg | http://cdnmeasurement.com/cdn/images/01-Temp/05-DigitalProbeTherm/DSP1/DSP1-Sdimen.jpg |  |  |  |  | http://cdnmeasurement.com/cdn/techspec/01-Temp/05-DigitalProbeTherm/CDNtechspec_DSP1.pdf
| Thermometers | 06 Candy & Deep Fry Thermometers |  | TCF400 | Candy & Deep Fry Thermometer |  | 018436005018 | 00018436005018 | 6 | 10018436005015 | 72 | 20018436005012 | 7 | 4.2 | 1 | Each | 75 to 400°F/25 to 200°C; candy and deep fry stages; dishwasher safe; ovenproof; laboratory glass; non-mercuric column; temperature guide; protective sheath; mounting: stainless steel clip; product packaging also available in Spanish (TCF400-ES) | http://cdnmeasurement.com/cdn/images/01-Temp/06-CandyDeepFryTherm/TCF400/TCF400main.jpg | http://cdnmeasurement.com/cdn/images/01-Temp/06-CandyDeepFryTherm/TCF400/TCF400side.jpg | http://cdnmeasurement.com/cdn/images/01-Temp/06-CandyDeepFryTherm/TCF400/TCF400dimen.jpg | [6 empty] | http://cdnmeasurement.com/cdn/techspec/01-Temp/06-CandyDeepFryTherm/CDNtechspec_TCF400.pdf
| Thermometers | 06 Candy & Deep Fry Thermometers |  | TCG400 | Candy & Deep Fry Ruler Thermometer |  | 018436005025 | 00018436005025 | 6 | 10018436005022 | 72 | 20018436005029 | 12.4 | 7.44 | 1 | Each | 100 to 400°F/40 to 200°C; candy and deep fry stages; dishwasher safe; 8” (20.3 cm) color-coded scale; laboratory glass; stainless steel housing; non-mercuric column; plastic handle stays cool; temperature guide; 2-way mounting: hang, stainless steel clip | http://cdnmeasurement.com/cdn/images/01-Temp/06-CandyDeepFryTherm/TCG400/TCG400main.jpg | http://cdnmeasurement.com/cdn/images/06-Lifestyle/TCG400lifestyle.jpg | http://cdnmeasurement.com/cdn/images/01-Temp/06-CandyDeepFryTherm/TCG400/TCG400prop.jpg | http://cdnmeasurement.com/cdn/images/01-Temp/06-CandyDeepFryTherm/TCG400/TCG400back.jpg | http://cdnmeasurement.com/cdn/images/01-Temp/06-CandyDeepFryTherm/TCG400/TCG400dimen.jpg |  |  | http://cdnmeasurement.com/cdn/images/06-Lifestyle/TCG400lifestyle.jpg |  | http://cdnmeasurement.com/cdn/techspec/01-Temp/06-CandyDeepFryTherm/CDNtechspec_TCG400.pdf
| Thermometers | 06 Candy & Deep Fry Thermometers |  | TCH130 | Chocolate Tempering Thermometer |  | 018436005049 | 00018436005049 | 6 | 10018436005046 | 72 | 20018436005043 | 7 | 4.2 | 1 | Each | 40 to 130°F; dishwasher safe; laboratory glass; non-mercuric column; protective case; 12" (30.5 cm) glass column | http://cdnmeasurement.com/cdn/images/01-Temp/06-CandyDeepFryTherm/TCH130/TCH130.jpg | http://cdnmeasurement.com/cdn/images/01-Temp/06-CandyDeepFryTherm/TCH130/TCH130main.jpg | http://cdnmeasurement.com/cdn/images/01-Temp/06-CandyDeepFryTherm/TCH130/TCH130side.jpg | http://cdnmeasurement.com/cdn/images/01-Temp/06-CandyDeepFryTherm/TCH130/TCH130dimen.jpg | [5 empty] | http://cdnmeasurement.com/cdn/techspec/01-Temp/06-CandyDeepFryTherm/CDNtechspec_TCH130.pdf
| Thermometers | 06 Candy & Deep Fry Thermometers |  | TCH130C | Chocolate Tempering Thermometer - Celsius |  | 018436007135 | 00018436007135 | 6 | 10018436007132 | 72 | 20018436007139 | 7 | 4.2 | 1 | Each | 5 to 55°C; dishwasher safe; laboratory glass; non-mercuric column; protective case; 12" (30.5 cm) glass column | http://cdnmeasurement.com/cdn/images/01-Temp/06-CandyDeepFryTherm/TCH130Cmain.jpg | http://cdnmeasurement.com/cdn/images/01-Temp/06-CandyDeepFryTherm/TCH130/TCH130side.jpg | http://cdnmeasurement.com/cdn/images/01-Temp/06-CandyDeepFryTherm/TCH130/TCH130dimen.jpg | [6 empty] | http://cdnmeasurement.com/cdn/techspec/01-Temp/06-CandyDeepFryTherm/CDNtechspec_TCH130.pdf
| Thermometers | 06 Candy & Deep Fry Thermometers |  | IRXL400 | Candy & Deep Fry Thermometer | NSF® Certified, BioCote® | 018436002048 | 00018436002048 | 6 | 10018436002045 | 144 | 20018436002042 | 8.2 | 4.92 | 1 | Each | 100 to 400°F; NSF® Certified; candy stages; safe for commercial dishwashers; field calibration with tool on sheath; 1.75” (4.4 cm) dial; accuracy: ±2°F; color-coded scale; shatterproof lens; stainless steel housing; BioCote® antimicrobial; sheath can be used as handle extension; 7” (17.8 cm) stem; mounting: pocket clip; adjustable stainless steel clip | http://cdnmeasurement.com/cdn/images/01-Temp/06-CandyDeepFryTherm/IRXL400/IRXL400main.jpg | http://cdnmeasurement.com/cdn/images/01-Temp/06-CandyDeepFryTherm/IRXL400/IRXL400front.jpg | http://cdnmeasurement.com/cdn/images/01-Temp/06-CandyDeepFryTherm/IRXL400/IRXL400side.jpg | http://cdnmeasurement.com/cdn/images/01-Temp/06-CandyDeepFryTherm/IRXL400/IRXL400dimen.jpg | [5 empty] | http://cdnmeasurement.com/cdn/techspec/01-Temp/06-CandyDeepFryTherm/CDNtechspec_IRXL400.pdf
| Thermometers | 06 Candy & Deep Fry Thermometers |  | IRXL400C | Candy & Deep Fry Thermometer – Celsius | NSF® Certified, BioCote® | 018436007258 | 00018436007258 | 6 | 10018436007255 | 144 | 20018436007252 | 8.2 | 4.92 | 1 | Each | 34 to 210°C; NSF® Certified; candy stages; safe for commercial dishwashers; field calibration with tool on sheath; 1.75” (4.4 cm) dial; accuracy: ±1°C; color-coded scale; shatterproof lens; stainless steel housing; BioCote® antimicrobial; sheath can be used as handle extension; 7” (17.8 cm) stem; mounting: pocket clip; adjustable stainless steel clip | http://cdnmeasurement.com/cdn/images/01-Temp/06-CandyDeepFryTherm/IRXL400Cmain.jpg | http://cdnmeasurement.com/cdn/images/01-Temp/06-CandyDeepFryTherm/IRXL400/IRXL400side.jpg | http://cdnmeasurement.com/cdn/images/01-Temp/06-CandyDeepFryTherm/IRXL400/IRXL400dimen.jpg | [6 empty] | http://cdnmeasurement.com/cdn/techspec/01-Temp/06-CandyDeepFryTherm/CDNtechspec_IRXL400.pdf
| Thermometers | 06 Candy & Deep Fry Thermometers |  | DTC450 | Digital Candy Thermometer |  | 018436005063 | 00018436005063 | 12 | 10018436005060 | 48 | 20018436005067 | 22 | 13.2 | 1 | Each | 14 to 450°F/-10 to +232°C; 7 preset candy stages; 1 programmable all-purpose temperature stage; audio/visual pre-alert, target alert & over-alert; 8.25” (20.96 cm) stem; accuracy: ±1.5°F (1°C); displays actual & set temps; shatterproof; on button; auto-off; selectable units; heat shield; adjustable stainless steel clip; temperature guide; mounting: pocket clip; batteries & instructions included | http://cdnmeasurement.com/cdn/images/01-Temp/06-CandyDeepFryTherm/DTC450/DTC450main.jpg | http://cdnmeasurement.com/cdn/images/06-Lifestyle/DTC450-SD1502lifestyle.jpg | http://cdnmeasurement.com/cdn/images/06-Lifestyle/DTC450lifestyle.jpg | http://cdnmeasurement.com/cdn/images/01-Temp/06-CandyDeepFryTherm/DTC450/DTC450prop.jpg | http://cdnmeasurement.com/cdn/images/01-Temp/06-CandyDeepFryTherm/DTC450/DTC450back.jpg | http://cdnmeasurement.com/cdn/images/01-Temp/06-CandyDeepFryTherm/DTC450/DTC450dimen.jpg |  | http://cdnmeasurement.com/cdn/images/06-Lifestyle/DTC450-SD1502lifestyle.jpg | http://cdnmeasurement.com/cdn/images/06-Lifestyle/DTC450lifestyle.jpg | http://cdnmeasurement.com/cdn/techspec/01-Temp/06-CandyDeepFryTherm/CDNtechspec_DTC450.pdf
| Thermometers | 07 Beverage & Frothing Thermometers |  | IRT220-F | Beverage & Frothing Thermometer | NSF® Certified, BioCote® | 018436002215 | 00018436002215 | 6 | 10018436002212 | 144 | 20018436002219 | 8.5 | 5.1 | 1 | Each | 0 to 220°F; NSF® Certified; frothing zone; safe for commercial dishwashers; field calibration with wrench on sheath; 1” (2.5 cm) magnified dial; accuracy: ±2°F; for small frothing pitcher; shatterproof lens; stainless steel housing; BioCote® antimicrobial; sheath can be used as handle extension; 5” (12.7 cm) stem; mounting: pocket clip; adjustable stainless steel clip | http://cdnmeasurement.com/cdn/images/01-Temp/07-BevFrothTherm/IRT220-F/IRT220-Fmain.jpg | http://cdnmeasurement.com/cdn/images/01-Temp/07-BevFrothTherm/IRT220-F/IRT220-Fcalibration.jpg | http://cdnmeasurement.com/cdn/images/01-Temp/07-BevFrothTherm/IRT220-F/IRT220-Fside.jpg | http://cdnmeasurement.com/cdn/images/01-Temp/07-BevFrothTherm/IRT220-F/IRT220-Fdimen.jpg | [5 empty] | http://cdnmeasurement.com/cdn/techspec/01-Temp/07-BevFrothTherm/CDNtechspec_IRT220-F.pdf
| Thermometers | 07 Beverage & Frothing Thermometers |  | IRB220-F | Beverage & Frothing Thermometer - 5” Stem | NSF® Certified, BioCote® | 018436002307 | 00018436002307 | 6 | 10018436002304 | 144 | 20018436002301 | 9.15 | 5.49 | 1 | Each | 0 to 220°F/-18 to +104°C; NSF® Certified; frothing zone; safe for commercial dishwashers; field calibration with wrench on sheath; 1.5” (3.8 cm) magnified dial; accuracy: ±2°F (±1°C); for small frothing pitcher; dual scale; shatterproof lens; stainless steel housing; BioCote® antimicrobial; sheath can be used as handle extension; 5” (12.7 cm) stem; mounting: pocket clip; adjustable stainless steel clip | http://cdnmeasurement.com/cdn/images/01-Temp/07-BevFrothTherm/IRB220-F/IRB220-Fmain.jpg | http://cdnmeasurement.com/cdn/images/06-Lifestyle/coffee2021lifestyle.jpg | http://cdnmeasurement.com/cdn/images/01-Temp/07-BevFrothTherm/IRB220-F/IRB220-Fcalibration.jpg | http://cdnmeasurement.com/cdn/images/01-Temp/07-BevFrothTherm/IRB220-F/IRB220-Fside.jpg | http://cdnmeasurement.com/cdn/images/01-Temp/07-BevFrothTherm/IRB220-F/IRB220-Fdimen.jpg |  |  | http://cdnmeasurement.com/cdn/images/06-Lifestyle/coffee2021lifestyle.jpg |  | http://cdnmeasurement.com/cdn/techspec/01-Temp/07-BevFrothTherm/CDNtechspec_IRB220-F.pdf
| Thermometers | 07 Beverage & Frothing Thermometers |  | IRB220-F-C | Beverage & Frothing Thermometer - 5” Stem – Celsius | NSF® Certified, BioCote® | 018436007333 | 00018436007333 | 6 | 10018436007330 | 144 | 20018436007337 | 9.15 | 5.49 | 1 | Each | -18 to +104°C; NSF® Certified; frothing zone; safe for commercial dishwashers; field calibration with wrench on sheath; 1.5” (3.8 cm) magnified dial; accuracy: ±1°C; for small frothing pitcher; dual scale; shatterproof lens; stainless steel housing; BioCote® antimicrobial; sheath can be used as handle extension; 5” (12.7 cm) stem; mounting: pocket clip; adjustable stainless steel clip | http://cdnmeasurement.com/cdn/images/01-Temp/07-BevFrothTherm/IRB220-F/IRB220-Fmain.jpg | http://cdnmeasurement.com/cdn/images/06-Lifestyle/coffee2021lifestyle.jpg | http://cdnmeasurement.com/cdn/images/01-Temp/07-BevFrothTherm/IRB220-F/IRB220-Fcalibration.jpg | http://cdnmeasurement.com/cdn/images/01-Temp/07-BevFrothTherm/IRB220-F/IRB220-Fside.jpg | http://cdnmeasurement.com/cdn/images/01-Temp/07-BevFrothTherm/IRB220-F/IRB220-Fdimen.jpg |  |  | http://cdnmeasurement.com/cdn/images/06-Lifestyle/coffee2021lifestyle.jpg |  | http://cdnmeasurement.com/cdn/techspec/01-Temp/07-BevFrothTherm/CDNtechspec_IRB220-F.pdf
| Thermometers | 07 Beverage & Frothing Thermometers |  | IRB220-F-6.5 | Beverage & Frothing Thermometer – 6.5” Stem | NSF® Certified, BioCote® | 018436002352 | 00018436002352 | 6 | 10018436002359 | 144 | 20018436002356 | 10 | 6 | 1 | Each | 0 to 220°F/-18 to +104°C; NSF® Certified; frothing zone; safe for commercial dishwashers; field calibration with tool on sheath; 1.5” (3.8 cm) magnified dial; accuracy: ±2°F (±1°C); for large frothing pitcher; dual scale; shatterproof lens; stainless steel housing; BioCote® antimicrobial; sheath can be used as handle extension; 6.5” (16.5 cm) stem; mounting: pocket clip; adjustable stainless steel clip | http://cdnmeasurement.com/cdn/images/01-Temp/07-BevFrothTherm/IRB220-F-65/IRB220-F-65main.jpg | http://cdnmeasurement.com/cdn/images/06-Lifestyle/coffee2021lifestyle.jpg | http://cdnmeasurement.com/cdn/images/01-Temp/07-BevFrothTherm/IRB220-F-65/IRB220-F-65side.jpg | http://cdnmeasurement.com/cdn/images/01-Temp/07-BevFrothTherm/IRB220-F-65/IRB220-F-65dimen.jpg |  |  |  | http://cdnmeasurement.com/cdn/images/06-Lifestyle/coffee2021lifestyle.jpg |  | http://cdnmeasurement.com/cdn/techspec/01-Temp/07-BevFrothTherm/CDNtechspec_IRB220-F-65.pdf
| Thermometers | 07 Beverage & Frothing Thermometers |  | IRB220-F-6.5-C | Beverage & Frothing Thermometer - 6.5” Stem - Celsius | NSF® Certified, BioCote® | 018436007326 | 00018436007326 | 6 | 10018436007323 | 144 | 20018436007320 | 10 | 6 | 1 | Each | -18 to +104°C; NSF® Certified; frothing zone; safe for commercial dishwashers; field calibration with tool on sheath; 1.5” (3.8 cm) magnified dial; accuracy: ±1°C; for large frothing pitcher; dual scale; shatterproof lens; stainless steel housing; BioCote® antimicrobial; sheath can be used as handle extension; 6.5” (16.5 cm) stem; mounting: pocket clip; adjustable stainless steel clip | http://cdnmeasurement.com/cdn/images/01-Temp/07-BevFrothTherm/IRB220-F-65/IRB220-F-65main.jpg | http://cdnmeasurement.com/cdn/images/06-Lifestyle/coffee2021lifestyle.jpg | http://cdnmeasurement.com/cdn/images/01-Temp/07-BevFrothTherm/IRB220-F-65/IRB220-F-65side.jpg | http://cdnmeasurement.com/cdn/images/01-Temp/07-BevFrothTherm/IRB220-F-65/IRB220-F-65dimen.jpg |  |  |  | http://cdnmeasurement.com/cdn/images/06-Lifestyle/coffee2021lifestyle.jpg |  | http://cdnmeasurement.com/cdn/techspec/01-Temp/07-BevFrothTherm/CDNtechspec_IRB220-F-65.pdf
| Thermometers | 07 Beverage & Frothing Thermometers |  | IRTL220 | Beverage & Frothing Thermometer - 7” Stem | NSF® Certified, BioCote® | 018436002208 | 00018436002208 | 6 | 10018436002205 | 144 | 20018436002202 | 11.55 | 6.93 | 1 | Each | 0 to 220°F/-18 to +104°C; NSF® Certified; frothing zone; safe for commercial dishwashers; field calibration with tool on sheath; 1.75” (4.4 cm) dial; accuracy: ±2°F (±1°C); for large frothing pitcher; dual scale; shatterproof lens; stainless steel housing; BioCote® antimicrobial; sheath can be used as handle extension; 7” (17.8 cm) stem; mounting: pocket clip; adjustable stainless steel clip | http://cdnmeasurement.com/cdn/images/01-Temp/07-BevFrothTherm/IRTL220/IRTL220main.jpg | http://cdnmeasurement.com/cdn/images/01-Temp/07-BevFrothTherm/IRTL220/IRTL220calibration.jpg | http://cdnmeasurement.com/cdn/images/01-Temp/07-BevFrothTherm/IRTL220/IRTL220side.jpg | http://cdnmeasurement.com/cdn/images/01-Temp/07-BevFrothTherm/IRTL220/IRTL220dimen.jpg | [5 empty] | http://cdnmeasurement.com/cdn/techspec/01-Temp/07-BevFrothTherm/CDNtechspec_IRTL220.pdf
| Thermometers | 08 Sanitizing & Wipes |  | PW200 | Thermometer Probe Wipes - Packets | FDA-listed, EPA & NQA certified | 018436009061 | 00018436009061 | 5 | 10018436009068 | 50 | 20018436009065 | 11.2 | 6.72 | 1 | Each | 200 single use foil packets; FDA-listed, EPA & NQA certified; for cleaning thermometer stems and probes; 70% isopropyl alcohol; 1.2 x 2.2 in (3 x 5.5 cm) pads; expiration date on package in lieu of warranty | http://cdnmeasurement.com/cdn/images/01-Temp/08-Wipes/PW200/PW200main.jpg | http://cdnmeasurement.com/cdn/images/01-Temp/08-Wipes/PW200/PW200prop.jpg | http://cdnmeasurement.com/cdn/images/01-Temp/08-Wipes/PW200/PW200dimen.jpg | http://cdnmeasurement.com/cdn/images/01-Temp/08-Wipes/PW.jpg | [5 empty] | http://cdnmeasurement.com/cdn/techspec/01-Temp/08-Wipes/CDNtechspec_PW200.pdf
| Thermometers | 08 Sanitizing & Wipes |  | PW1000 | Thermometer Probe Wipes - 5x200 Packets | FDA-listed, EPA & NQA certified | 018436009191 | 00018436009191 | N/A | N/A | 10 | 20018436009195 | 51.55 | 30.93 | 1 | Each | 5 boxes of 200 single use foil packets; FDA-listed, EPA & NQA certified; for cleaning thermometer stems and probes; 70% isopropyl alcohol; 1.2 x 2.2 in (3 x 5.5 cm) pads; expiration date on package in lieu of warranty | http://cdnmeasurement.com/cdn/images/01-Temp/08-Wipes/PW1000/PW1000main.jpg | http://cdnmeasurement.com/cdn/images/01-Temp/08-Wipes/PW1000/PW1000prop.jpg | http://cdnmeasurement.com/cdn/images/01-Temp/08-Wipes/PW1000/PW1000dimen.jpg | http://cdnmeasurement.com/cdn/images/01-Temp/08-Wipes/PW.jpg | [5 empty] | http://cdnmeasurement.com/cdn/techspec/01-Temp/08-Wipes/CDNtechspec_PW1000.pdf
| Thermometers | 09 Oven & Grill Thermometers |  | EOT1 | Oven Thermometer |  | 018436002536 | 00018436002536 | 6 | 10018436002533 | 144 | 20018436002530 | 5.5 | 3.3 | 1 | Each | 100 to 600°F/50 to 300°C; temperature zones; ovenproof; laboratory glass lens; dual scale; stainless steel housing; 1.625” (4.1 cm) dial; 2-way mounting: stand, hang | http://cdnmeasurement.com/cdn/images/01-Temp/09-OvenGrillTherm/EOT1main.jpg | [8 empty] | http://cdnmeasurement.com/cdn/techspec/01-Temp/09-OvenGrillTherm/CDNtechspec_EOT1.pdf
| Thermometers | 09 Oven & Grill Thermometers |  | MOT1 | Multi-Mount Oven Thermometer |  | 018436002567 | 00018436002567 | 6 | 10018436002564 | 144 | 20018436002561 | 12 | 7.2 | 1 | Each | 100 to 600°F/50 to 300°C; ovenproof; laboratory glass lens; dual scale; stainless steel housing; 1.75” (4.4 cm) dial; 3-way mounting: magnet, stand, hang | http://cdnmeasurement.com/cdn/images/01-Temp/09-OvenGrillTherm/MOT1/MOT1main.jpg | http://cdnmeasurement.com/cdn/images/01-Temp/09-OvenGrillTherm/MOT1/MOT1front.jpg | http://cdnmeasurement.com/cdn/images/01-Temp/09-OvenGrillTherm/MOT1/MOT1back.jpg | http://cdnmeasurement.com/cdn/images/01-Temp/09-OvenGrillTherm/MOT1/MOT1dimen.jpg | [5 empty] | http://cdnmeasurement.com/cdn/techspec/01-Temp/09-OvenGrillTherm/CDNtechspec_MOT1.pdf
| Thermometers | 09 Oven & Grill Thermometers |  | DOT2 | Oven Thermometer | NSF® Certified | 018436002512 | 00018436002512 | 6 | 10018436002519 | 144 | 20018436002516 | 6.15 | 3.69 | 1 | Each | 150 to 550°F/70 to 280°C; NSF® Certified; temperature zones; ovenproof; laboratory glass lens; dual scale; stainless steel housing; 2” (5.1 cm) dial; 2-way mounting: stand, hang; product packaging also available in Spanish (DOT2C-ES) | http://cdnmeasurement.com/cdn/images/01-Temp/09-OvenGrillTherm/DOT2/DOT2main.jpg | http://cdnmeasurement.com/cdn/images/06-Lifestyle/DOT2lifestyle.jpg | http://cdnmeasurement.com/cdn/images/01-Temp/09-OvenGrillTherm/DOT2/DOT2front.jpg | http://cdnmeasurement.com/cdn/images/01-Temp/09-OvenGrillTherm/DOT2/DOT2back.jpg | http://cdnmeasurement.com/cdn/images/01-Temp/09-OvenGrillTherm/DOT2/DOT2dimen.jpg |  |  | http://cdnmeasurement.com/cdn/images/06-Lifestyle/DOT2lifestyle.jpg |  | http://cdnmeasurement.com/cdn/techspec/01-Temp/09-OvenGrillTherm/CDNtechspec_DOT2.pdf
| Thermometers | 09 Oven & Grill Thermometers |  | DOT2C | Oven Thermometer - Celsius | NSF® Certified | 018436007302 | 00018436007302 | 6 | 10018436007309 | 144 | 20018436007306 | 6.15 | 3.69 | 1 | Each | 70 to 280°C/150 to 550°F; NSF® Certified; temperature zones; ovenproof; laboratory glass lens; dual scale; stainless steel housing; 2” (5.1 cm) dial; 2-way mounting: stand, hang; product packaging also available in Spanish (DOT2C-ES) | http://cdnmeasurement.com/cdn/images/01-Temp/09-OvenGrillTherm/DOT2Cmain.jpg | [6 empty] | http://cdnmeasurement.com/cdn/images/06-Lifestyle/DOT2lifestyle.jpg |  | http://cdnmeasurement.com/cdn/techspec/01-Temp/09-OvenGrillTherm/CDNtechspec_DOT2.pdf
| Thermometers | 09 Oven & Grill Thermometers |  | HOT1 | Hot Holding Thermometer | NSF® Certified | 018436002581 | 00018436002581 | 6 | 10018436002588 | 144 | 20018436002585 | 6.5 | 3.9 | 1 | Each | 100 to 180°F/38 to 82°C; NSF® Certified; temperature zones; ovenproof; laboratory glass lens; dual scale; stainless steel housing; 2” (5.1 cm) dial; 2-way mounting: stand, hang | http://cdnmeasurement.com/cdn/images/01-Temp/09-OvenGrillTherm/HOT1/HOT1main.jpg | http://cdnmeasurement.com/cdn/images/01-Temp/09-OvenGrillTherm/HOT1/HOT1front.jpg | http://cdnmeasurement.com/cdn/images/01-Temp/09-OvenGrillTherm/HOT1/HOT1back.jpg | http://cdnmeasurement.com/cdn/images/01-Temp/09-OvenGrillTherm/HOT1/HOT1dimen.jpg | [5 empty] | http://cdnmeasurement.com/cdn/techspec/01-Temp/09-OvenGrillTherm/CDNtechspec_HOT1.pdf
| Thermometers | 09 Oven & Grill Thermometers |  | POT750X | High Heat Oven Thermometer | NSF® Certified | 018436002406 | 00018436002406 | 6 | 10018436002403 | 144 | 20018436002400 | 8.5 | 5.1 | 1 | Each | 100 to 750°F/50 to 400°C; NSF® Certified; ovenproof; high heat; laboratory glass lens; dual scale; stainless steel housing; 2” (5.1 cm) dial; 2-way mounting: stand, hang | http://cdnmeasurement.com/cdn/images/01-Temp/09-OvenGrillTherm/POT750X/POT750Xmain.jpg | http://cdnmeasurement.com/cdn/images/06-Lifestyle/POT750Xlifestyle.jpg | http://cdnmeasurement.com/cdn/images/01-Temp/09-OvenGrillTherm/POT750X/POT750Xfront.jpg | http://cdnmeasurement.com/cdn/images/01-Temp/09-OvenGrillTherm/POT750X/POT750Xback.jpg | http://cdnmeasurement.com/cdn/images/01-Temp/09-OvenGrillTherm/POT750X/POT750Xdimen.jpg |  |  | http://cdnmeasurement.com/cdn/images/06-Lifestyle/POT750Xlifestyle.jpg |  | http://cdnmeasurement.com/cdn/techspec/01-Temp/09-OvenGrillTherm/CDNtechspec_POT750X.pdf
| Thermometers | 09 Oven & Grill Thermometers |  | GTS800X | Grill Surface Thermometer | NSF® Certified | 018436004868 | 00018436004868 | 6 | 10018436004865 | 144 | 20018436004862 | 11 | 6.6 | 1 | Each | 100 to 800°F/40 to 425°C; NSF® Certified; temperature zones; high heat; laboratory glass lens; color-coded scale; 430 stainless steel housing; 2.25” (5.7 cm) dial; place directly on grill; tabs for easy pick-up | http://cdnmeasurement.com/cdn/images/01-Temp/09-OvenGrillTherm/GTS800X/GTS800Xmain.jpg | http://cdnmeasurement.com/cdn/images/06-Lifestyle/GTS800Xlifestyle.jpg | http://cdnmeasurement.com/cdn/images/01-Temp/09-OvenGrillTherm/GTS800X/GTS800Xfront.jpg | http://cdnmeasurement.com/cdn/images/01-Temp/09-OvenGrillTherm/GTS800X/GTS800Xback.jpg | http://cdnmeasurement.com/cdn/images/01-Temp/09-OvenGrillTherm/GTS800X/GTS800Xdimen.jpg |  |  | http://cdnmeasurement.com/cdn/images/06-Lifestyle/GTS800Xlifestyle.jpg |  | http://cdnmeasurement.com/cdn/techspec/01-Temp/09-OvenGrillTherm/CDNtechspec_GTS800X.pdf
| Thermometers | 10 Refrigerator/Freezer/Air Thermometers |  | EFG120 | Refrigerator/Freezer Thermometer | NSF® Certified | 018436002598 | 00018436002598 | 12 | 10018436002595 | 144 | 20018436002592 | 3.1 | 1.86 | 1 | Each | -40 to +120°F/-40 to +50°C; NSF® Certified; temperature zones; color-coded scale; non-mercuric column; dual scale; accuracy: ±2°F (1°C); 2-way mounting: hang, suction | http://cdnmeasurement.com/cdn/images/01-Temp/10-RefFreAirTherm/EFG120/EFG120main.jpg | http://cdnmeasurement.com/cdn/images/06-Lifestyle/EFG120lifestyle.jpg | http://cdnmeasurement.com/cdn/images/01-Temp/10-RefFreAirTherm/EFG120/EFG120front.jpg | http://cdnmeasurement.com/cdn/images/01-Temp/10-RefFreAirTherm/EFG120/EFG120back.jpg | http://cdnmeasurement.com/cdn/images/01-Temp/10-RefFreAirTherm/EFG120/EFG120dimen.jpg |  |  | http://cdnmeasurement.com/cdn/images/06-Lifestyle/EFG120lifestyle.jpg |  | http://cdnmeasurement.com/cdn/techspec/01-Temp/10-RefFreAirTherm/CDNtechspec_EFG120.pdf
| Thermometers | 10 Refrigerator/Freezer/Air Thermometers |  | EFG120-X2 | Refrigerator/Freezer Thermometer - Twin Pack | NSF® Certified | 018436002659 | 00018436002659 | 12 | 10018436002656 | 144 | 20018436002653 | 5.1 | 3.06 | 1 | Each | -40 to +120°F/-40 to +50°C; NSF® Certified; temperature zones; color-coded scale; non-mercuric column; dual scale; accuracy: ±2°F (1°C); 2-way mounting: hang, suction; 2 per pack | http://cdnmeasurement.com/cdn/images/01-Temp/10-RefFreAirTherm/EFG120-X2.jpg | http://cdnmeasurement.com/cdn/images/06-Lifestyle/EFG120lifestyle.jpg | http://cdnmeasurement.com/cdn/images/01-Temp/10-RefFreAirTherm/EFG120/EFG120front.jpg | http://cdnmeasurement.com/cdn/images/01-Temp/10-RefFreAirTherm/EFG120/EFG120back.jpg | http://cdnmeasurement.com/cdn/images/01-Temp/10-RefFreAirTherm/EFG120/EFG120dimen.jpg |  |  | http://cdnmeasurement.com/cdn/images/06-Lifestyle/EFG120lifestyle.jpg |  | http://cdnmeasurement.com/cdn/techspec/01-Temp/10-RefFreAirTherm/CDNtechspec_EFG120.pdf
| Thermometers | 10 Refrigerator/Freezer/Air Thermometers |  | FG80 | Refrigerator/Freezer Thermometer | NSF® Certified | 018436002574 | 00018436002574 | 12 | 10018436002571 | 216 | 20018436002578 | 5.3 | 3.18 | 1 | Each | -40 to +80°F/-40 to +27°C; NSF® Certified; temperature zones; shatterproof case; non-mercuric column; dual scale; accuracy: ±2°F (1°C); 2-way mounting: stand, hang | http://cdnmeasurement.com/cdn/images/01-Temp/10-RefFreAirTherm/FG80/FG80main.jpg | http://cdnmeasurement.com/cdn/images/06-Lifestyle/FG80lifestyle.jpg | http://cdnmeasurement.com/cdn/images/01-Temp/10-RefFreAirTherm/FG80/FG80front.jpg | http://cdnmeasurement.com/cdn/images/01-Temp/10-RefFreAirTherm/FG80/FG80back.jpg | http://cdnmeasurement.com/cdn/images/01-Temp/10-RefFreAirTherm/FG80/FG80dimen.jpg |  |  | http://cdnmeasurement.com/cdn/images/06-Lifestyle/FG80lifestyle.jpg |  | http://cdnmeasurement.com/cdn/techspec/01-Temp/10-RefFreAirTherm/CDNtechspec_FG80.pdf
| Thermometers | 10 Refrigerator/Freezer/Air Thermometers |  | RFT1 | Refrigerator/Freezer Thermometer | NSF® Certified | 018436002550 | 00018436002550 | 6 | 10018436002557 | 144 | 20018436002554 | 6.15 | 3.69 | 1 | Each | -20 to +80°F/-29 to +28°C; NSF® Certified; temperature zones; laboratory glass lens; dual scale; stainless steel housing; accuracy: ±2°F (1°C); 2” (5.1 cm) dial; 2-way mounting: stand, hang; product packaging also available in Spanish (RFT1-ES) | http://cdnmeasurement.com/cdn/images/01-Temp/10-RefFreAirTherm/RFT1/RFT1main.jpg | http://cdnmeasurement.com/cdn/images/06-Lifestyle/RFT1lifestyle.jpg | http://cdnmeasurement.com/cdn/images/01-Temp/10-RefFreAirTherm/RFT1/RFT1front.jpg | http://cdnmeasurement.com/cdn/images/01-Temp/10-RefFreAirTherm/RFT1/RFT1back.jpg | http://cdnmeasurement.com/cdn/images/01-Temp/10-RefFreAirTherm/RFT1/RFT1dimen.jpg | http://cdnmeasurement.com/cdn/images/01-Temp/10-RefFreAirTherm/RFT1/RFT1lifestyle.jpg |  | http://cdnmeasurement.com/cdn/images/06-Lifestyle/RFT1lifestyle.jpg |  | http://cdnmeasurement.com/cdn/techspec/01-Temp/10-RefFreAirTherm/CDNtechspec_RFT1.pdf
| Thermometers | 10 Refrigerator/Freezer/Air Thermometers |  | RFT1C | Refrigerator/Freezer Thermometer - Celsius | NSF® Certified | 018436007111 | 00018436007111 | 6 | 10018436007118 | 144 | 20018436007115 | 6.15 | 3.69 | 1 | Each | -29 to +28°C/-20 to +80°F; NSF® Certified; temperature zones; laboratory glass lens; dual scale; stainless steel housing; accuracy: ±2°F (1°C); 2” (5.1 cm) dial; 2-way mounting: stand, hang; product packaging also available in Spanish (RFT1-ES) | http://cdnmeasurement.com/cdn/images/01-Temp/10-RefFreAirTherm/RFT1Cmain.jpg | [6 empty] | http://cdnmeasurement.com/cdn/images/06-Lifestyle/RFT1lifestyle.jpg |  | http://cdnmeasurement.com/cdn/techspec/01-Temp/10-RefFreAirTherm/CDNtechspec_RFT1.pdf
| Thermometers | 10 Refrigerator/Freezer/Air Thermometers |  | TA20 | Audio/Visual Refrigerator/Freezer Alarm |  | 018436005209 | 00018436005209 | 6 | 10018436005206 | 96 | 20018436005203 | 24 | 14.4 | 1 | Each | -58° to +158°F/-50° to +70°C; audio/visual alert; signal sounds at 15 or 46°F (-9.5 or 8°C); displays room & refrigerator/freezer temps; 39” (1 m) sensor cable; accuracy: freezer ±4°F (2°C); refrigerator ±2°F (1°C); sliding mode switches; selectable units; 2-way mounting: Velcro®, suction; battery & instructions included | http://cdnmeasurement.com/cdn/images/01-Temp/10-RefFreAirTherm/TA20/TA20main.jpg | http://cdnmeasurement.com/cdn/images/01-Temp/10-RefFreAirTherm/TA20/TA20front.jpg | http://cdnmeasurement.com/cdn/images/01-Temp/10-RefFreAirTherm/TA20/TA20back.jpg | http://cdnmeasurement.com/cdn/images/01-Temp/10-RefFreAirTherm/TA20/TA20.jpg | http://cdnmeasurement.com/cdn/images/01-Temp/10-RefFreAirTherm/TA20/TA20dimen.jpg |  |  |  |  | http://cdnmeasurement.com/cdn/techspec/01-Temp/10-RefFreAirTherm/CDNtechspec_TA20.pdf
| Thermometers | 10 Refrigerator/Freezer/Air Thermometers |  | AT120 | Air Thermometers |  | 018436001003 | 00018436001003 | N/A | N/A | 72 | 20018436001007 | 46.95 | 28.17 | 1 | Each | -40 to +120°F/-40 to +50°C; dual scale; shatterproof lens; 1.75" (4.4 cm) dial; 2-way mounting: magnet, adhesive; 12 per box: 4 white, 4 black, 4 red | http://cdnmeasurement.com/cdn/images/01-Temp/10-RefFreAirTherm/AT120/AT120main.jpg | http://cdnmeasurement.com/cdn/images/01-Temp/10-RefFreAirTherm/AT120/AT120front.jpg | http://cdnmeasurement.com/cdn/images/01-Temp/10-RefFreAirTherm/AT120/AT120back.jpg | http://cdnmeasurement.com/cdn/images/01-Temp/10-RefFreAirTherm/AT120/AT120dimen.jpg | [5 empty] | http://cdnmeasurement.com/cdn/techspec/01-Temp/10-RefFreAirTherm/CDNtechspec_AT120.pdf
| Thermometers | 10 Refrigerator/Freezer/Air Thermometers |  | AT120C | Air Thermometers – Celsius |  | 018436007142 | 00018436007142 | N/A | N/A | 72 | 20018436007146 | 46.95 | 28.17 | 1 | Each | -40 to +50°C/-40 to +120°F; dual scale; shatterproof lens; 1.75" (4.4 cm) dial; 2-way mounting: magnet, adhesive; 12 per box: 4 white, 4 black, 4 red | [9 empty] | http://cdnmeasurement.com/cdn/techspec/01-Temp/10-RefFreAirTherm/CDNtechspec_AT120.pdf
| Thermometers | 11 Dishwasher Thermometers |  | DW2 | Dishwasher Thermometer | NSF® Certified | 018436004981 | 00018436004981 | 6 | 10018436004988 | 24 | 20018436004985 | 73.5 | 44.1 | 1 | Each | 32 to 194°F/0 to 90°C; NSF® Certified; for testing water temperatures during dishwasher cycles; simulates a plate surface to comply with FDA Food Code 4-501.112 and 4-703.11(B); waterproof (IP66); LED indication lights for different maximum temperatures; accuracy: ±0.9°F (0.5°C); max/min; last maximum temperature recall; extra-big digit; triple display; on/off button; auto-off; selectable units; rubber bumper; storage case included; batteries & instructions included; 1-year warranty | http://cdnmeasurement.com/cdn/images/01-Temp/11-DishwasherTherm/DW2/DW2main.jpg | http://cdnmeasurement.com/cdn/images/01-Temp/11-DishwasherTherm/DW2/DW2front.jpg | http://cdnmeasurement.com/cdn/images/01-Temp/11-DishwasherTherm/DW2/DW2back.jpg | http://cdnmeasurement.com/cdn/images/01-Temp/11-DishwasherTherm/DW2/DW2dimen.jpg | [5 empty] | http://cdnmeasurement.com/cdn/techspec/01-Temp/11-DishwasherTherm/CDNtechspec_DW2.pdf
| Timers | 12 Digital Timers | 01 Hour/Minute Timers | TM2 | Digital Timer |  | 018436003502 | 00018436003502 | 6 | 10018436003509 | 96 | 20018436003506 | 18.25 | 10.95 | 1 | Each | 20 hours by hr/min; counts down; stop & restart; 3-way mounting: pocket clip, magnet, stand; battery & instructions included; product packaging also available in Spanish (TM2-ES) | http://cdnmeasurement.com/cdn/images/02-Time/01-Digital/01-HM/TM2/TM2main.jpg | http://cdnmeasurement.com/cdn/images/02-Time/01-Digital/01-HM/TM2/TM2side.jpg | http://cdnmeasurement.com/cdn/images/02-Time/01-Digital/01-HM/TM2/TM2back.jpg | http://cdnmeasurement.com/cdn/images/02-Time/01-Digital/01-HM/TM2/TM2dimen.jpg | [5 empty] | http://cdnmeasurement.com/cdn/techspec/02-Time/01-Digital/01-HM/CDNtechspec_TM2.pdf
| Timers | 12 Digital Timers | 01 Hour/Minute Timers | TM4 | Loud Alarm Timer |  | 018436004080 | 00018436004080 | 6 | 10018436004087 | 96 | 20018436004084 | 25 | 15 | 1 | Each | 20 hours by hr/min; counts down; big digit; loud alarm; stop & restart; 2-way mounting: pocket clip, magnet; battery & instructions included | http://cdnmeasurement.com/cdn/images/02-Time/01-Digital/01-HM/TM4/TM4main.jpg | [8 empty] | http://cdnmeasurement.com/cdn/techspec/02-Time/01-Digital/01-HM/CDNtechspec_TM4.pdf
| Timers | 12 Digital Timers | 03 Hour/Minute/Second Timers | TM8 | Multi-Task Timer & Clock |  | 018436004035 | 00018436004035 | 6 | 10018436004032 | 96 | 20018436004039 | 27.5 | 16.5 | 1 | Each | 24 hours by hr/min/sec; counts up & down; dual function; memory; stopwatch; loud & long alarm; stop & restart; counts up after zero; sliding mode switch; international time; 3-way mounting: pocket clip, magnet, stand; battery & instructions included | http://cdnmeasurement.com/cdn/images/02-Time/01-Digital/03-HMS/TM8/TM8main.jpg | http://cdnmeasurement.com/cdn/images/06-Lifestyle/coffee2021lifestyle.jpg | http://cdnmeasurement.com/cdn/images/02-Time/01-Digital/03-HMS/TM8/TM8side.jpg | http://cdnmeasurement.com/cdn/images/02-Time/01-Digital/03-HMS/TM8/TM8back.jpg | http://cdnmeasurement.com/cdn/images/02-Time/01-Digital/03-HMS/TM8/TM8dimen.jpg |  |  | http://cdnmeasurement.com/cdn/images/06-Lifestyle/coffee2021lifestyle.jpg |  | http://cdnmeasurement.com/cdn/techspec/02-Time/01-Digital/03-HMS/CDNtechspec_TM8.pdf
| Timers | 12 Digital Timers | 03 Hour/Minute/Second Timers | TM30 | Direct Entry 2-Alarm Timer |  | 018436004042 | 00018436004042 | 6 | 10018436004049 | 96 | 20018436004046 | 32 | 19.2 | 1 | Each | 10 hours by hr/min/sec; counts up & down; big digit; direct entry; loud & long alarm; audio/vibrate alarm; stop & restart; last count recall; counts up after zero; brushed stainless steel finish; sliding mode switch; 4-way mounting: pocket clip, magnet, stand, loop; battery & instructions included | http://cdnmeasurement.com/cdn/images/02-Time/01-Digital/03-HMS/TM30/TM30main.jpg | http://cdnmeasurement.com/cdn/images/02-Time/01-Digital/03-HMS/TM30/TM30side.jpg | http://cdnmeasurement.com/cdn/images/02-Time/01-Digital/03-HMS/TM30/TM30back.jpg | http://cdnmeasurement.com/cdn/images/02-Time/01-Digital/03-HMS/TM30/TM30dimen.jpg | [5 empty] | http://cdnmeasurement.com/cdn/techspec/02-Time/01-Digital/03-HMS/CDNtechspec_TM30.pdf
| Timers | 12 Digital Timers | 03 Hour/Minute/Second Timers | PT2 | 4-Event Timer & Clock |  | 018436004004 | 00018436004004 | 6 | 10018436004001 | 24 | 20018436004008 | 28.65 | 17.19 | 1 | Each | 100 hours by hr/min/sec; counts up & down in 4 channels separately or simultaneously; individual channel sounds; programmable; dual function; memory; stopwatch; loud & long alarm; stop & restart; counts up after zero; sliding mode switch; 3-way mounting: pocket clip, magnet, stand; battery & instructions included | http://cdnmeasurement.com/cdn/images/02-Time/01-Digital/03-HMS/PT2/PT2main.jpg | http://cdnmeasurement.com/cdn/images/02-Time/01-Digital/03-HMS/PT2/PT2side.jpg | http://cdnmeasurement.com/cdn/images/02-Time/01-Digital/03-HMS/PT2/PT2back.jpg | http://cdnmeasurement.com/cdn/images/02-Time/01-Digital/03-HMS/PT2/PT2dimen.jpg | [5 empty] | http://cdnmeasurement.com/cdn/techspec/02-Time/01-Digital/03-HMS/CDNtechspec_PT2.pdf
| Timers | 12 Digital Timers | 04 Minute/Second Timers | TM28-W | Mini Timer - White |  | 018436004219 | 00018436004219 | 12 | 10018436004216 | 96 | 20018436004213 | 12 | 7.2 | 1 | Each | 100 hours by min/sec; counts up & down; extra-big digit; last count recall; mounting: magnet; batteries & instructions included | http://cdnmeasurement.com/cdn/images/02-Time/01-Digital/04-MS/TM28/TM28-Wmain.jpg | http://cdnmeasurement.com/cdn/images/02-Time/01-Digital/04-MS/TM28/TM28-Sside.jpg | http://cdnmeasurement.com/cdn/images/02-Time/01-Digital/04-MS/TM28/TM28-Sback.jpg | http://cdnmeasurement.com/cdn/images/02-Time/01-Digital/04-MS/TM28/TM28-Sdimen.jpg | http://cdnmeasurement.com/cdn/images/02-Time/01-Digital/04-MS/TM28/TM28.jpg |  |  |  |  | http://cdnmeasurement.com/cdn/techspec/02-Time/01-Digital/04-MS/CDNtechspec_TM28.pdf
| Timers | 12 Digital Timers | 04 Minute/Second Timers | TM28-S | Mini Timer - Silver |  | 018436004356 | 00018436004356 | 12 | 10018436004353 | 96 | 20018436004350 | 12 | 7.2 | 1 | Each | 100 hours by min/sec; counts up & down; extra-big digit; last count recall; mounting: magnet; batteries & instructions included | http://cdnmeasurement.com/cdn/images/02-Time/01-Digital/04-MS/TM28/TM28-Smain.jpg | http://cdnmeasurement.com/cdn/images/02-Time/01-Digital/04-MS/TM28/TM28-Sside.jpg | http://cdnmeasurement.com/cdn/images/02-Time/01-Digital/04-MS/TM28/TM28-Sback.jpg | http://cdnmeasurement.com/cdn/images/02-Time/01-Digital/04-MS/TM28/TM28-Sdimen.jpg | http://cdnmeasurement.com/cdn/images/02-Time/01-Digital/04-MS/TM28/TM28.jpg |  |  |  |  | http://cdnmeasurement.com/cdn/techspec/02-Time/01-Digital/04-MS/CDNtechspec_TM28.pdf
| Timers | 12 Digital Timers | 04 Minute/Second Timers | TM28-BK | Mini Timer - Black |  | 018436004141 | 00018436004141 | 12 | 10018436004148 | 96 | 20018436004145 | 12 | 7.2 | 1 | Each | 100 hours by min/sec; counts up & down; extra-big digit; last count recall; mounting: magnet; batteries & instructions included | http://cdnmeasurement.com/cdn/images/02-Time/01-Digital/04-MS/TM28/TM28-BKmain.jpg | http://cdnmeasurement.com/cdn/images/02-Time/01-Digital/04-MS/TM28/TM28-Sside.jpg | http://cdnmeasurement.com/cdn/images/02-Time/01-Digital/04-MS/TM28/TM28-Sback.jpg | http://cdnmeasurement.com/cdn/images/02-Time/01-Digital/04-MS/TM28/TM28-Sdimen.jpg | http://cdnmeasurement.com/cdn/images/02-Time/01-Digital/04-MS/TM28/TM28.jpg |  |  |  |  | http://cdnmeasurement.com/cdn/techspec/02-Time/01-Digital/04-MS/CDNtechspec_TM28.pdf
| Timers | 12 Digital Timers | 04 Minute/Second Timers | TM7-W | Loud Alarm Timer |  | 018436004158 | 00018436004158 | 6 | 10018436004155 | 96 | 20018436004152 | 23.5 | 14.1 | 1 | Each | 100 minutes by min/sec; counts down; big digit; loud alarm; stop & restart; last count recall; 3-way mounting: pocket clip, magnet, stand; battery & instructions included | http://cdnmeasurement.com/cdn/images/02-Time/01-Digital/04-MS/TM7-W/TM7-Wmain.jpg | http://cdnmeasurement.com/cdn/images/02-Time/01-Digital/04-MS/TM7-W/TM7-Wside.jpg | http://cdnmeasurement.com/cdn/images/02-Time/01-Digital/04-MS/TM7-W/TM7-Wback.jpg | http://cdnmeasurement.com/cdn/images/02-Time/01-Digital/04-MS/TM7-W/TM7-Wdimen.jpg | [5 empty] | http://cdnmeasurement.com/cdn/techspec/02-Time/01-Digital/04-MS/CDNtechspec_TM7-W.pdf
| Timers | 12 Digital Timers | 04 Minute/Second Timers | TM15 | Extra-Big Digit Timer |  | 018436004417 | 00018436004417 | 6 | 10018436004414 | 96 | 20018436004411 | 25 | 15 | 1 | Each | 100 minutes by min/sec; counts up & down; extra-big digit; loud & long alarm; stop & restart; last count recall; counts up after zero; 3-way mounting: magnet, stand, loop; battery & instructions included | http://cdnmeasurement.com/cdn/images/02-Time/01-Digital/04-MS/TM15/TM15main.jpg | http://cdnmeasurement.com/cdn/images/06-Lifestyle/TM15lifestyle-ss.jpg | http://cdnmeasurement.com/cdn/images/02-Time/01-Digital/04-MS/TM15/TM15side.jpg | http://cdnmeasurement.com/cdn/images/02-Time/01-Digital/04-MS/TM15/TM15back.jpg | http://cdnmeasurement.com/cdn/images/02-Time/01-Digital/04-MS/TM15/TM15dimen.jpg | http://cdnmeasurement.com/cdn/images/06-Lifestyle/TM15lifestyle.jpg |  | http://cdnmeasurement.com/cdn/images/06-Lifestyle/TM15lifestyle-ss.jpg | http://cdnmeasurement.com/cdn/images/06-Lifestyle/TM15lifestyle.jpg | http://cdnmeasurement.com/cdn/techspec/02-Time/01-Digital/04-MS/CDNtechspec_TM15.pdf
| Timers | 12 Digital Timers | 04 Minute/Second Timers | TMW1 | Waterproof Timer |  | 018436003014 | 00018436003014 | 6 | 10018436003011 | 96 | 20018436003018 | 31 | 18.6 | 1 | Each | 100 minutes by min/sec; counts up & down; waterproof (IPX4); heavy duty; shatterproof; big digit; extra-loud & long audio/visual alarm; stop & restart; last count recall; counts up after zero; 2-way mounting: magnet, stand; batteries & instructions included | http://cdnmeasurement.com/cdn/images/02-Time/01-Digital/04-MS/TMW1/TMW1main.jpg | http://cdnmeasurement.com/cdn/images/02-Time/01-Digital/04-MS/TMW1/TMW1side.jpg | http://cdnmeasurement.com/cdn/images/02-Time/01-Digital/04-MS/TMW1/TMW1back.jpg | http://cdnmeasurement.com/cdn/images/02-Time/01-Digital/04-MS/TMW1/TMW1dimen.jpg | [5 empty] | http://cdnmeasurement.com/cdn/techspec/02-Time/01-Digital/04-MS/CDNtechspec_TMW1.pdf
| Timers | 13 Mechanical Timers |  | MTM3 | Mechanical Timer |  | 018436004097 | 00018436004097 | 12 | 10018436004094 | 96 | 20018436004091 | 10.55 | 6.33 | 1 | Each | 1 hour by min; counts down; long 3-second alarm; 2.625” (6.7 cm) diameter face; 2-way mounting: stand/hang | http://cdnmeasurement.com/cdn/images/02-Time/02-Mechanical/MTM3/MTM3main.jpg | http://cdnmeasurement.com/cdn/images/02-Time/02-Mechanical/MTM3/MTM3side.jpg | http://cdnmeasurement.com/cdn/images/02-Time/02-Mechanical/MTM3/MTM3back.jpg | http://cdnmeasurement.com/cdn/images/02-Time/02-Mechanical/MTM3/MTM3dimen.jpg | [5 empty] | http://cdnmeasurement.com/cdn/techspec/02-Time/02-Mechanical/CDNtechspec_MTM3.pdf
| Timers | 13 Mechanical Timers |  | MT4-W | Compact Mechanical Timer - White |  | 018436004394 | 00018436004394 | 12 | 10018436004391 | 96 | 20018436004398 | 13.85 | 8.31 | 1 | Each | 1 hour by min; counts down; long 3-second alarm; stainless steel housing; 2” (5.1 cm) diameter face; non-slip rubber magnet | http://cdnmeasurement.com/cdn/images/02-Time/02-Mechanical/MT4/MT4-Wmain.jpg | http://cdnmeasurement.com/cdn/images/02-Time/02-Mechanical/MT4/MT4.jpg | [7 empty] | http://cdnmeasurement.com/cdn/techspec/02-Time/02-Mechanical/CDNtechspec_MT4.pdf
| Timers | 13 Mechanical Timers |  | MT4-BK | Compact Mechanical Timer - Black |  | 018436004370 | 00018436004370 | 12 | 10018436004377 | 96 | 20018436004374 | 13.85 | 8.31 | 1 | Each | 1 hour by min; counts down; long 3-second alarm; stainless steel housing; 2” (5.1 cm) diameter face; non-slip rubber magnet | http://cdnmeasurement.com/cdn/images/02-Time/02-Mechanical/MT4/MT4-BKmain.jpg | http://cdnmeasurement.com/cdn/images/02-Time/02-Mechanical/MT4/MT4.jpg | [7 empty] | http://cdnmeasurement.com/cdn/techspec/02-Time/02-Mechanical/CDNtechspec_MT4.pdf
| Timers | 13 Mechanical Timers |  | MT4-S | Compact Mechanical Timer - Silver |  | 018436004363 | 00018436004363 | 12 | 10018436004360 | 96 | 20018436004367 | 13.85 | 8.31 | 1 | Each | 1 hour by min; counts down; long 3-second alarm; stainless steel housing; 2” (5.1 cm) diameter face; non-slip rubber magnet | http://cdnmeasurement.com/cdn/images/02-Time/02-Mechanical/MT4/MT4-Smain.jpg | http://cdnmeasurement.com/cdn/images/02-Time/02-Mechanical/MT4/MT4.jpg | [7 empty] | http://cdnmeasurement.com/cdn/techspec/02-Time/02-Mechanical/CDNtechspec_MT4.pdf
| Timers | 13 Mechanical Timers |  | MT4-R | Compact Mechanical Timer - Red |  | 018436004134 | 00018436004134 | 12 | 10018436004131 | 96 | 20018436004138 | 13.85 | 8.31 | 1 | Each | 1 hour by min; counts down; long 3-second alarm; stainless steel housing; 2” (5.1 cm) diameter face; non-slip rubber magnet | http://cdnmeasurement.com/cdn/images/02-Time/02-Mechanical/MT4/MT4-Rmain.jpg | http://cdnmeasurement.com/cdn/images/02-Time/02-Mechanical/MT4/MT4.jpg | [7 empty] | http://cdnmeasurement.com/cdn/techspec/02-Time/02-Mechanical/CDNtechspec_MT4.pdf
| Timers | 13 Mechanical Timers |  | MT1 | Heavy Duty Mechanical Timer |  | 018436004073 | 00018436004073 | 24 | 10018436004070 | 96 | 20018436004077 | 14.25 | 8.55 | 1 | Each | 1 hour by min; counts down; long 3-second alarm; stainless steel housing; 3” (7.6 cm) diameter face; 3.5” (8.9 cm) diameter base with non-skid footing | http://cdnmeasurement.com/cdn/images/02-Time/02-Mechanical/MT1/MT1main.jpg | http://cdnmeasurement.com/cdn/images/02-Time/02-Mechanical/MT1/MT1side.jpg | http://cdnmeasurement.com/cdn/images/02-Time/02-Mechanical/MT1/MT1back.jpg | http://cdnmeasurement.com/cdn/images/02-Time/02-Mechanical/MT1/MT1dimen.jpg | [5 empty] | http://cdnmeasurement.com/cdn/techspec/02-Time/02-Mechanical/CDNtechspec_MT1.pdf
| Scales | 15 Master Scales |  | SD0204 | Digital High Precision Scale, 2 lb | NSF® Certified, BioCote® | 018436008392 | 00018436008392 | N/A | N/A | 12 | 20018436008396 | 125 | 75 | 1 | Each | 2.2 pounds/1 kilograms by pounds:ounces and kilograms.grams; NSF® Certified; small profile; precise to 0.01 oz/0.1 g; field calibration; removable stainless steel platform; selectable units; overload indication; battery status indication; on/off button; auto-off; BioCote® antimicrobial; Platform Size: 5.35 x 5.35 in (13.6 x 13.6 cm); Resolution: 0.01 oz, 0.1 g; Product Dimensions: 5.90 W x 1.75 H x 7.87 D in (15.0 W x 4.45 H x 20.0 D cm); batteries, AC adapter & instructions included; 1-year warranty | http://cdnmeasurement.com/cdn/images/03-Weight/01-Master/SD0204/SD0204main.jpg | http://cdnmeasurement.com/cdn/images/06-Lifestyle/master2021lifestyle.jpg | http://cdnmeasurement.com/cdn/images/03-Weight/01-Master/SD0204/SD0204side.jpg | http://cdnmeasurement.com/cdn/images/03-Weight/01-Master/SD0204/SD0204back.jpg | http://cdnmeasurement.com/cdn/images/03-Weight/01-Master/SD0204/SD0204bottom.jpg | http://cdnmeasurement.com/cdn/images/03-Weight/01-Master/SD0204/SD0204dimen.jpg |  | http://cdnmeasurement.com/cdn/images/06-Lifestyle/master2021lifestyle.jpg | http://cdnmeasurement.com/cdn/images/06-Lifestyle/Rectangle/master2021lifestyle_rect.jpg | http://cdnmeasurement.com/cdn/techspec/03-Weight/01-Master/CDNtechspec_SD0204.pdf
| Scales | 15 Master Scales |  | SD0502 | Digital Portion Control Scale, 5 lb | NSF® Certified, BioCote® | 018436008187 | 00018436008187 | N/A | N/A | 4 | 20018436008181 | 89.35 | 53.61 | 1 | Each | 5 pounds/2.27 kilograms by pounds:ounces and kilograms.grams; NSF® Certified; small profile; field calibration; removable stainless steel platform; selectable units; overload indication; battery status indication; on/off button; auto-off; BioCote® antimicrobial; Platform Size: 5.35 x 5.35 in (13.6 x 13.6 cm); Resolution: 0.1 oz, 1 g; Product Dimensions: 5.90 W x 1.75 H x 7.87 D in (15.0 W x 4.45 H x 20.0 D cm); batteries, AC adapter & instructions included; 1-year warranty | http://cdnmeasurement.com/cdn/images/03-Weight/01-Master/SD0502/SD0502main.jpg | http://cdnmeasurement.com/cdn/images/06-Lifestyle/master2021lifestyle.jpg | http://cdnmeasurement.com/cdn/images/03-Weight/01-Master/SD0502/SD0502side.jpg | http://cdnmeasurement.com/cdn/images/03-Weight/01-Master/SD0502/SD0502back.jpg | http://cdnmeasurement.com/cdn/images/03-Weight/01-Master/SD0502/SD0502bottom.jpg | http://cdnmeasurement.com/cdn/images/03-Weight/01-Master/SD0502/SD0502dimen.jpg |  | http://cdnmeasurement.com/cdn/images/06-Lifestyle/master2021lifestyle.jpg |  | http://cdnmeasurement.com/cdn/techspec/03-Weight/01-Master/CDNtechspec_SD0502.pdf
| Scales | 15 Master Scales |  | SD1114 | Digital Portion Control Scale, 11 lb | NSF® Certified, BioCote® | 018436008200 | 00018436008200 | N/A | N/A | 4 | 20018436008204 | 92.1 | 55.26 | 1 | Each | 11 pounds/5 kilograms by pounds:ounces and kilograms.grams; NSF® Certified; small profile; field calibration; removable stainless steel platform; selectable units; overload indication; battery status indication; on/off button; auto-off; BioCote® antimicrobial; Platform Size: 5.35 x 5.35 in (13.6 x 13.6 cm); Resolution: 0.1 oz, 1 g; Product Dimensions: 5.90 W x 1.75 H x 7.87 D in (15.0 W x 4.45 H x 20.0 D cm); batteries, AC adapter & instructions included; 1-year warranty | http://cdnmeasurement.com/cdn/images/03-Weight/01-Master/SD1114/SD1114main.jpg | http://cdnmeasurement.com/cdn/images/06-Lifestyle/master2021lifestyle.jpg | http://cdnmeasurement.com/cdn/images/03-Weight/01-Master/SD1114/SD1114side.jpg | http://cdnmeasurement.com/cdn/images/03-Weight/01-Master/SD1114/SD1114back.jpg | http://cdnmeasurement.com/cdn/images/03-Weight/01-Master/SD1114/SD1114bottom.jpg | http://cdnmeasurement.com/cdn/images/03-Weight/01-Master/SD1114/SD1114dimen.jpg |  | http://cdnmeasurement.com/cdn/images/06-Lifestyle/master2021lifestyle.jpg |  | http://cdnmeasurement.com/cdn/techspec/03-Weight/01-Master/CDNtechspec_SD1114.pdf
| Scales | 15 Master Scales |  | SD1112 | Digital Portion Control Scale, 11 lb | NSF® Certified, BioCote® | 018436008170 | 00018436008170 | N/A | N/A | 4 | 20018436008174 | 115.45 | 69.27 | 1 | Each | 11 pounds/5 kilograms by pounds:ounces and kilograms.grams; NSF® Certified; medium profile; field calibration; removable stainless steel platform; selectable units; overload indication; battery status indication; on/off button; auto-off; BioCote® antimicrobial; Platform Size: 7.12 x 7.12 in (18.1 x 18.1 cm); Resolution: 0.1 oz, 1 g; Product Dimensions: 7.48 W x 2.188 H x 9.72 D in (19.0 W x 5.56 H x 24.7 D cm); batteries, AC adapter & instructions included; 1-year warranty | http://cdnmeasurement.com/cdn/images/03-Weight/01-Master/SD1112/SD1112main.jpg | http://cdnmeasurement.com/cdn/images/06-Lifestyle/master2021lifestyle.jpg | http://cdnmeasurement.com/cdn/images/03-Weight/01-Master/SD1112/SD1112side.jpg | http://cdnmeasurement.com/cdn/images/03-Weight/01-Master/SD1112/SD1112back.jpg | http://cdnmeasurement.com/cdn/images/03-Weight/01-Master/SD1112/SD1112bottom.jpg | http://cdnmeasurement.com/cdn/images/03-Weight/01-Master/SD1112/SD1112dimen.jpg |  | http://cdnmeasurement.com/cdn/images/06-Lifestyle/master2021lifestyle.jpg |  | http://cdnmeasurement.com/cdn/techspec/03-Weight/01-Master/CDNtechspec_SD1112.pdf
| Scales | 15 Master Scales |  | SD2202 | Digital Portion Control Scale, 22 lb | NSF® Certified, BioCote® | 018436008163 | 00018436008163 | N/A | N/A | 4 | 20018436008167 | 153.35 | 92.01 | 1 | Each | 22 pounds/10 kilograms by pounds:ounces and kilograms.grams; NSF® Certified; large profile; field calibration; removable stainless steel platform; selectable units; overload indication; battery status indication; on/off button; auto-off; BioCote® antimicrobial; Platform Size: 11.40 x 7.08 in (29.0 x 18.0 cm); Resolution: 0.1 oz, 1 g; Product Dimensions: 11.6 W x 2.53 H x 9.72 D in 929.6 W x 5.47 H x 24.7 D cm); batteries, AC adapter & instructions included; 1-year warranty | http://cdnmeasurement.com/cdn/images/03-Weight/01-Master/SD2202/SD2202main.jpg | http://cdnmeasurement.com/cdn/images/06-Lifestyle/master2021lifestyle.jpg | http://cdnmeasurement.com/cdn/images/03-Weight/01-Master/SD2202/SD2202side.jpg | http://cdnmeasurement.com/cdn/images/03-Weight/01-Master/SD2202/SD2202back.jpg | http://cdnmeasurement.com/cdn/images/03-Weight/01-Master/SD2202/SD2202bottom.jpg | http://cdnmeasurement.com/cdn/images/03-Weight/01-Master/SD2202/SD2202dimen.jpg |  | http://cdnmeasurement.com/cdn/images/06-Lifestyle/master2021lifestyle.jpg |  | http://cdnmeasurement.com/cdn/techspec/03-Weight/01-Master/CDNtechspec_SD2202.pdf
| Scales | 15 Master Scales |  | SD3302 | Digital Portion Control Scale, 33 lb | NSF® Certified | 018436008156 | 00018436008156 | N/A | N/A | 4 | 20018436008150 | 156.7 | 94.02 | 1 | Each | 33 pounds/15 kilograms by pounds:ounces and kilograms.grams; NSF® Certified; large profile; field calibration; removable stainless steel platform; selectable units; overload indication; battery status indication; on/off button; auto-off; BioCote® antimicrobial; Platform Size: 11.40 x 7.08 in (29.0 x 18.0 cm); Resolution: 0.2 oz, 5 g; Product Dimensions: 11.6 W x 2.53 H x 9.72 D in 929.6 W x 5.47 H x 24.7 D cm); batteries, AC adapter & instructions included; 1-year warranty | http://cdnmeasurement.com/cdn/images/03-Weight/01-Master/SD3302/SD3302main.jpg | http://cdnmeasurement.com/cdn/images/06-Lifestyle/master2021lifestyle.jpg | http://cdnmeasurement.com/cdn/images/03-Weight/01-Master/SD3302/SD3302side.jpg | http://cdnmeasurement.com/cdn/images/03-Weight/01-Master/SD3302/SD3302back.jpg | http://cdnmeasurement.com/cdn/images/03-Weight/01-Master/SD3302/SD3302bottom.jpg | http://cdnmeasurement.com/cdn/images/03-Weight/01-Master/SD3302/SD3302dimen.jpg |  | http://cdnmeasurement.com/cdn/images/06-Lifestyle/master2021lifestyle.jpg |  | http://cdnmeasurement.com/cdn/techspec/03-Weight/01-Master/CDNtechspec_SD3302.pdf
| Scales | 15 Master Scales |  | SD5502 | Digital Portion Control Scale, 55 lb | NSF® Certified, BioCote® | 018436008279 | 00018436008279 | N/A | N/A | 4 | 20018436008273 | 171.4 | 102.84 | 1 | Each | 55 pounds/25 kilograms by pounds:ounces and kilograms.grams; NSF® Certified; large profile; field calibration; removable stainless steel platform; selectable units; overload indication; battery status indication; on/off button; auto-off; BioCote® antimicrobial; Platform Size: 11.40 x 7.08 in (29.0 x 18.0 cm); Resolution: 0.2 oz, 5 g; Product Dimensions: 11.6 W x 2.53 H x 9.72 D in 929.6 W x 5.47 H x 24.7 D cm); batteries, AC adapter & instructions included; 1-year warranty | http://cdnmeasurement.com/cdn/images/03-Weight/01-Master/SD5502/SD5502main.jpg | http://cdnmeasurement.com/cdn/images/06-Lifestyle/master2021lifestyle.jpg | http://cdnmeasurement.com/cdn/images/03-Weight/01-Master/SD5502/SD5502side.jpg | http://cdnmeasurement.com/cdn/images/03-Weight/01-Master/SD5502/SD5502back.jpg | http://cdnmeasurement.com/cdn/images/03-Weight/01-Master/SD5502/SD5502bottom.jpg | http://cdnmeasurement.com/cdn/images/03-Weight/01-Master/SD5502/SD5502dimen.jpg |  | http://cdnmeasurement.com/cdn/images/06-Lifestyle/master2021lifestyle.jpg |  | http://cdnmeasurement.com/cdn/techspec/03-Weight/01-Master/CDNtechspec_SD5502.pdf
| Scales | 16 Submersible Scales |  | SD1110X | Submersible Scale, 11 lb | NSF® Certified | 018436008323 | 00018436008323 | N/A | N/A | 4 | 20018436008327 | 225 | 135 | 1 | Each | 11 pounds/5 kilograms/176 ounces by pounds:ounces, pounds:fractional ounces, pounds, ounces, fractional ounces and grams; NSF® Certified; submersible (IP67); programmable; field calibration; low/high limit alerts; backlit display; removable stainless steel platform; selectable units; overload indication; battery status indication; on/off button; auto-off; stainless steel housing; Platform Size: 7.2 x 6.7 in (18.2 x 17.0 cm); Resolution: 0 lb:0.1 oz, 0 lb:1/8 oz, 0.005 lb, 0.05 oz, 1/8 oz, 1 g; Product Dimensions: 7.6 W x 2.2 H x 9.8 D in (19.3 W x 5.6 H x 24.9 D cm); rechargeable battery, AC adapter & instructions included; 1-year warranty | http://cdnmeasurement.com/cdn/images/03-Weight/02-Submersible/SD1110X/SD1110Xmain.jpg | http://cdnmeasurement.com/cdn/images/06-Lifestyle/SD1110Xlifestyle.jpg | http://cdnmeasurement.com/cdn/images/03-Weight/02-Submersible/SD1110X/SD1110Xside.jpg | http://cdnmeasurement.com/cdn/images/03-Weight/02-Submersible/SD1110X/SD1110Xback.jpg | http://cdnmeasurement.com/cdn/images/03-Weight/02-Submersible/SD1110X/SD1110Xbottom.jpg | http://cdnmeasurement.com/cdn/images/03-Weight/02-Submersible/SD1110X/SD1110Xdimen.jpg |  | http://cdnmeasurement.com/cdn/images/06-Lifestyle/SD1110Xlifestyle.jpg |  | http://cdnmeasurement.com/cdn/techspec/03-Weight/02-Submersible/CDNtechspec_SD1110X.pdf
NEW | Scales | 16 Submersible Scales |  | SD1120 | Submersible Scale, 11 lb | NSF® Certified | 018436008460 | 00018436008460 | N/A | N/A | 4 | 20018436008464 | 225 | 135 | 1 | Each | 11 pounds/5 kilograms/176 ounces by ounces, fractional ounces, kilograms, grams pounds:ounces, pounds:fractional ounces and pounds; NSF® Certified; low/high limit alerts with backlit display; submersible (IP68); programmable; field calibration; removable stainless steel platform; selectable units; stability indication; overload indication; low battery & charging indication; on/off button; auto-off; stainless steel housing; Platform Size: 5.38 x 5.38 in (13.7 x 13.7 cm); Resolution: 0.05 oz, 1/8 oz, 0.001 kg, 1 g, 0 lb:0.1 oz, 0 lb:1/8 oz, 0.002 lb; Product Dimensions: 5.6 W x 1.8 H x 7.9 D in (14.3 W x 4.7 H x 20.0 D cm); rechargeable battery, AC adapter & instructions included; 1-year warranty | http://cdnmeasurement.com/cdn/images/03-Weight/02-Submersible/SD1120/SD1120main.jpg | http://cdnmeasurement.com/cdn/images/03-Weight/02-Submersible/SD1120/SD1120top.jpg | http://cdnmeasurement.com/cdn/images/03-Weight/02-Submersible/SD1120/SD1120side.jpg | http://cdnmeasurement.com/cdn/images/03-Weight/02-Submersible/SD1120/SD1120bottom.jpg | [5 empty] | http://cdnmeasurement.com/cdn/techspec/03-Weight/02-Submersible/CDNtechspec_SD1120.pdf
| Scales | 16 Submersible Scales |  | SD2210X | Submersible Scale, 22 lb | NSF® Certified | 018436008330 | 00018436008330 | N/A | N/A | 4 | 20018436008334 | 245 | 147 | 1 | Each | 22 pounds/10 kilograms/352 ounces by pounds:ounces, pounds:fractional ounces, pounds, ounces, fractional ounces and grams; NSF® Certified; submersible (IP67); programmable; field calibration; low/high limit alerts; backlit display; removable stainless steel platform; selectable units; overload indication; battery status indication; on/off button; auto-off; stainless steel housing; Platform Size: 7.2 x 6.7 in (18.2 x 17.0 cm); Resolution: 0 lb:0.1 oz, 0 lb:1/8 oz, 0.005 lb, 0.05 oz, 1/8 oz, 1 g; Product Dimensions: 7.6 W x 2.2 H x 9.8 D in (19.3 W x 5.6 H x 24.9 D cm); rechargeable battery, AC adapter & instructions included; 1-year warranty | http://cdnmeasurement.com/cdn/images/03-Weight/02-Submersible/SD2210X/SD2210Xmain.jpg | http://cdnmeasurement.com/cdn/images/06-Lifestyle/SD1110Xlifestyle.jpg | http://cdnmeasurement.com/cdn/images/03-Weight/02-Submersible/SD2210X/SD2210Xside.jpg | http://cdnmeasurement.com/cdn/images/03-Weight/02-Submersible/SD2210X/SD2210Xback.jpg | http://cdnmeasurement.com/cdn/images/03-Weight/02-Submersible/SD2210X/SD2210Xbottom.jpg | http://cdnmeasurement.com/cdn/images/03-Weight/02-Submersible/SD2210X/SD2210Xdimen.jpg |  | http://cdnmeasurement.com/cdn/images/06-Lifestyle/SD1110Xlifestyle.jpg |  | http://cdnmeasurement.com/cdn/techspec/03-Weight/02-Submersible/CDNtechspec_SD2210X.pdf
NEW | Scales | 16 Submersible Scales |  | SD2220 | Submersible Scale, 22 lb | NSF® Certified | 018436008477 | 00018436008477 | N/A | N/A | 4 | 20018436008471 | 245 | 147 | 1 | Each | 22 pounds/10 kilograms/352 ounces by ounces, fractional ounces, kilograms, grams pounds:ounces, pounds:fractional ounces and pounds; NSF® Certified; low/high limit alerts with backlit display; submersible (IP68); programmable; field calibration; removable stainless steel platform; selectable units; stability indication; overload indication; low battery & charging indication; on/off button; auto-off; stainless steel housing; Platform Size: 6.4 x 7 in (16.2 x 18.2 cm); Resolution: 0.05 oz, 1/8 oz, 0.001 kg, 1 g, 0 lb:0.1 oz, 0 lb:1/8 oz, 0.002 lb; Product Dimensions: 8.0 W x 2.0 H x 10.0 D in (20.3 W x 5.0 H x 25.1 D cm); rechargeable battery, AC adapter & instructions included; 1-year warranty | http://cdnmeasurement.com/cdn/images/03-Weight/02-Submersible/SD2220/SD2220main.jpg | http://cdnmeasurement.com/cdn/images/03-Weight/02-Submersible/SD2220/SD2220top.jpg | http://cdnmeasurement.com/cdn/images/03-Weight/02-Submersible/SD2220/SD2220side.jpg | http://cdnmeasurement.com/cdn/images/03-Weight/02-Submersible/SD2220/SD2220bottom.jpg | [5 empty] | http://cdnmeasurement.com/cdn/techspec/03-Weight/02-Submersible/CDNtechspec_SD2220.pdf
| Scales | 17 Economy Scales |  | SD1104-S | Digital Scale, 11 lb - Silver |  | 018436008064 | 00018436008064 | N/A | N/A | 10 | 20018436008068 | 48.1 | 28.86 | 1 | Each | 11 pounds/5 kilograms/176 ounces/5 liters by pounds:ounces, fluid ounces, grams and milliliters; backlit display; stainless steel platform; selectable units; overload indication; low battery indication; on/off button; auto-off; mounting: hang; Platform Size: 5.5" (14 cm) diameter; Resolution: 0.1 oz, 0.1 fl oz, 1 g, 1 ml; Product Dimensions: 6.0 W x 1.0 H x 8.125 D in (15.2 W x 2.6 H x 20.6 D cm); batteries & instructions included; 1-year warranty | http://cdnmeasurement.com/cdn/images/03-Weight/03-Economy/SD1104/SD1104-Smain.jpg | http://cdnmeasurement.com/cdn/images/03-Weight/03-Economy/SD1104/SD1104-Sside.jpg | http://cdnmeasurement.com/cdn/images/03-Weight/03-Economy/SD1104/SD1104-Sback.jpg | http://cdnmeasurement.com/cdn/images/03-Weight/03-Economy/SD1104/SD1104-Sbottom.jpg | http://cdnmeasurement.com/cdn/images/03-Weight/03-Economy/SD1104/SD1104-Sdimen.jpg |  |  |  |  | http://cdnmeasurement.com/cdn/techspec/03-Weight/03-Economy/CDNtechspec_SD1104.pdf
| Scales | 17 Economy Scales |  | SD1104-BK | Digital Scale, 11 lb - Black |  | 018436008071 | 00018436008071 | N/A | N/A | 10 | 20018436008075 | 48.1 | 28.86 | 1 | Each | 11 pounds/5 kilograms/176 ounces/5 liters by pounds:ounces, fluid ounces, grams and milliliters; backlit display; stainless steel platform; selectable units; overload indication; low battery indication; on/off button; auto-off; mounting: hang; Platform Size: 5.5" (14 cm) diameter; Resolution: 0.1 oz, 0.1 fl oz, 1 g, 1 ml; Product Dimensions: 6.0 W x 1.0 H x 8.125 D in (15.2 W x 2.6 H x 20.6 D cm); batteries & instructions included; 1-year warranty | http://cdnmeasurement.com/cdn/images/03-Weight/03-Economy/SD1104/SD1104-BKmain.jpg | http://cdnmeasurement.com/cdn/images/03-Weight/03-Economy/SD1104/SD1104-Sside.jpg | http://cdnmeasurement.com/cdn/images/03-Weight/03-Economy/SD1104/SD1104-Sback.jpg | http://cdnmeasurement.com/cdn/images/03-Weight/03-Economy/SD1104/SD1104-Sbottom.jpg | http://cdnmeasurement.com/cdn/images/03-Weight/03-Economy/SD1104/SD1104-Sdimen.jpg |  |  |  |  | http://cdnmeasurement.com/cdn/techspec/03-Weight/03-Economy/CDNtechspec_SD1104.pdf
| Scales | 17 Economy Scales |  | SD1104-R | Digital Scale, 11 lb - Red |  | 018436008088 | 00018436008088 | N/A | N/A | 10 | 20018436008082 | 48.1 | 28.86 | 1 | Each | 11 pounds/5 kilograms/176 ounces/5 liters by pounds:ounces, fluid ounces, grams and milliliters; backlit display; stainless steel platform; selectable units; overload indication; low battery indication; on/off button; auto-off; mounting: hang; Platform Size: 5.5" (14 cm) diameter; Resolution: 0.1 oz, 0.1 fl oz, 1 g, 1 ml; Product Dimensions: 6.0 W x 1.0 H x 8.125 D in (15.2 W x 2.6 H x 20.6 D cm); batteries & instructions included; 1-year warranty | http://cdnmeasurement.com/cdn/images/03-Weight/03-Economy/SD1104/SD1104-Rmain.jpg | http://cdnmeasurement.com/cdn/images/03-Weight/03-Economy/SD1104/SD1104-Sside.jpg | http://cdnmeasurement.com/cdn/images/03-Weight/03-Economy/SD1104/SD1104-Sback.jpg | http://cdnmeasurement.com/cdn/images/03-Weight/03-Economy/SD1104/SD1104-Sbottom.jpg | http://cdnmeasurement.com/cdn/images/03-Weight/03-Economy/SD1104/SD1104-Sdimen.jpg |  |  |  |  | http://cdnmeasurement.com/cdn/techspec/03-Weight/03-Economy/CDNtechspec_SD1104.pdf
| Scales | 17 Economy Scales |  | SD2206 | Digital Portion Control Scale, 22 lb |  | 018436008347 | 00018436008347 | N/A | N/A | 12 | 20018436008341 | 57.9 | 34.74 | 1 | Each | 22 pounds/352 ounces/10 kilograms by pounds:ounces, ounces and grams; piece counting; field calibration; backlit display; removable stainless steel platform; zero setting; selectable units; overload indication; battery status indication; on/off button; auto-off; Platform Size: 5.9 x 5.9 in (15.0 x 15.0 cm); Resolution: 0 lb:0.1 oz, 0.1 oz, 2 g; Product Dimensions: 6.29 W x 1.73 H x 8.81 D in (16.0 W x 4.4 H x 22.4 D cm); batteries, AC adapter & instructions included; 1-year warranty | http://cdnmeasurement.com/cdn/images/03-Weight/03-Economy/SD2206/SD2206main.jpg | http://cdnmeasurement.com/cdn/images/03-Weight/03-Economy/SD2206/SD2206side.jpg | http://cdnmeasurement.com/cdn/images/03-Weight/03-Economy/SD2206/SD2206back.jpg | http://cdnmeasurement.com/cdn/images/03-Weight/03-Economy/SD2206/SD2206bottom.jpg | http://cdnmeasurement.com/cdn/images/03-Weight/03-Economy/SD2206/SD2206dimen.jpg |  |  |  |  | http://cdnmeasurement.com/cdn/techspec/03-Weight/03-Economy/CDNtechspec_SD2206.pdf
| Scales | 18 Glass Scales |  | SD1502-S | NSF® Digital Glass Scale, 15 lb - Silver | NSF® Certified | 018436008309 | 00018436008309 | N/A | N/A | 20 | 20018436008303 | 48.1 | 28.86 | 1 | Each | 15 pounds/7 kilograms by ounces and grams; NSF® Certified; tempered glass; selectable units; overload indication; low battery indication; on/off button; auto-off; Platform Size: 6.02 x 9.17 in (15.3 x 23.3 cm); Resolution: 0.1 oz, 1 g; Product Dimensions: 6.02 W x 0.59 H x 9.17 D in (15.3 W x 1.5 H x 23.3 D cm); batteries & instructions included; 1-year warranty | http://cdnmeasurement.com/cdn/images/03-Weight/04-Glass/SD1502/SD1502-Smain.jpg | http://cdnmeasurement.com/cdn/images/06-Lifestyle/SD1502-Slifestyle.jpg | http://cdnmeasurement.com/cdn/images/03-Weight/04-Glass/SD1502/SD1502-BKprop.jpg | http://cdnmeasurement.com/cdn/images/03-Weight/04-Glass/SD1502/SD1502-BKside.jpg | http://cdnmeasurement.com/cdn/images/06-Lifestyle/DTC450-SD1502lifestyle.jpghttp://cdnmeasurement.com/cdn/images/03-Weight/04-Glass/SD1502/SD1502-BKback.jpg | http://cdnmeasurement.com/cdn/images/03-Weight/04-Glass/SD1502/SD1502-BKdimen.jpg |  | http://cdnmeasurement.com/cdn/images/06-Lifestyle/SD1502-Slifestyle.jpg | http://cdnmeasurement.com/cdn/images/06-Lifestyle/DTC450-SD1502lifestyle.jpg | http://cdnmeasurement.com/cdn/techspec/03-Weight/04-Glass/CDNtechspec_SD1502.pdf
| Scales | 18 Glass Scales |  | SD1502-BK | NSF® Digital Glass Scale, 15 lb - Black | NSF® Certified | 018436008316 | 00018436008316 | N/A | N/A | 20 | 20018436008310 | 48.1 | 28.86 | 1 | Each | 15 pounds/7 kilograms by ounces and grams; NSF® Certified; tempered glass; selectable units; overload indication; low battery indication; on/off button; auto-off; Platform Size: 6.02 x 9.17 in (15.3 x 23.3 cm); Resolution: 0.1 oz, 1 g; Product Dimensions: 6.02 W x 0.59 H x 9.17 D in (15.3 W x 1.5 H x 23.3 D cm); batteries & instructions included; 1-year warranty | http://cdnmeasurement.com/cdn/images/03-Weight/04-Glass/SD1502/SD1502-BKmain.jpg | http://cdnmeasurement.com/cdn/images/06-Lifestyle/SD1502-Slifestyle.jpg | http://cdnmeasurement.com/cdn/images/03-Weight/04-Glass/SD1502/SD1502-BKprop.jpg | http://cdnmeasurement.com/cdn/images/03-Weight/04-Glass/SD1502/SD1502-BKside.jpg | http://cdnmeasurement.com/cdn/images/03-Weight/04-Glass/SD1502/SD1502-BKback.jpg | http://cdnmeasurement.com/cdn/images/03-Weight/04-Glass/SD1502/SD1502-BKdimen.jpg |  | http://cdnmeasurement.com/cdn/images/06-Lifestyle/SD1502-Slifestyle.jpg | http://cdnmeasurement.com/cdn/images/06-Lifestyle/DTC450-SD1502lifestyle.jpg | http://cdnmeasurement.com/cdn/techspec/03-Weight/04-Glass/CDNtechspec_SD1502.pdf
UPGRADE | Scales | 19 Precision Scales |  | SD0202-GY | Digital High Precision Scale, 2 lb - Gray | NSF® Certified | 018436008422 | 00018436008422 | N/A | N/A | 12 | 20018436008426 | 40 | 24 | 1 | Each | 2.2 pounds/1000 grams by ounces and grams; NSF® Certified; precise to 0.01 oz/0.1 g; removable stainless steel platform; selectable units; overload indication; low battery indication; on/off button; auto-off; BioCote® antimicrobial; Platform Size: 4.45 x 4.45 in (11.3 x 11.3 cm); Resolution: 0.01 oz, 0.1 g; Product Dimensions: 4.45 W x 0.94 H x 7.13 D in (11.3 W x 2.4 H x 18.1 D cm); batteries & instructions included; 1-year warranty | http://cdnmeasurement.com/cdn/images/03-Weight/05-Precision/SD0202/SD0202-GYmain.jpg | http://cdnmeasurement.com/cdn/images/03-Weight/05-Precision/SD0202/SD0202side.jpg | http://cdnmeasurement.com/cdn/images/03-Weight/05-Precision/SD0202/SD0202back.jpg | http://cdnmeasurement.com/cdn/images/03-Weight/05-Precision/SD0202/SD0202bottom.jpg | http://cdnmeasurement.com/cdn/images/03-Weight/05-Precision/SD0202/SD0202dimen.jpg |  |  |  |  | http://cdnmeasurement.com/cdn/techspec/03-Weight/05-Precision/CDNtechspec_SD0202.pdf
UPGRADE | Scales | 19 Precision Scales |  | SD0202-R | Digital High Precision Scale, 2 lb - Red | NSF® Certified | 018436008439 | 00018436008439 | N/A | N/A | 12 | 20018436008433 | 40 | 24 | 1 | Each | 2.2 pounds/1000 grams by ounces and grams; NSF® Certified; precise to 0.01 oz/0.1 g; removable stainless steel platform; selectable units; overload indication; low battery indication; on/off button; auto-off; BioCote® antimicrobial; Platform Size: 4.45 x 4.45 in (11.3 x 11.3 cm); Resolution: 0.01 oz, 0.1 g; Product Dimensions: 4.45 W x 0.94 H x 7.13 D in (11.3 W x 2.4 H x 18.1 D cm); batteries & instructions included; 1-year warranty | http://cdnmeasurement.com/cdn/images/03-Weight/05-Precision/SD0202/SD0202-Rmain.jpg | http://cdnmeasurement.com/cdn/images/03-Weight/05-Precision/SD0202/SD0202side.jpg | http://cdnmeasurement.com/cdn/images/03-Weight/05-Precision/SD0202/SD0202back.jpg | http://cdnmeasurement.com/cdn/images/03-Weight/05-Precision/SD0202/SD0202bottom.jpg | http://cdnmeasurement.com/cdn/images/03-Weight/05-Precision/SD0202/SD0202dimen.jpg |  |  |  |  | http://cdnmeasurement.com/cdn/techspec/03-Weight/05-Precision/CDNtechspec_SD0202.pdf
UPGRADE | Scales | 19 Precision Scales |  | SD0202-G | Digital High Precision Scale, 2 lb - Green | NSF® Certified | 018436008446 | 00018436008446 | N/A | N/A | 12 | 20018436008440 | 40 | 24 | 1 | Each | 2.2 pounds/1000 grams by ounces and grams; NSF® Certified; precise to 0.01 oz/0.1 g; removable stainless steel platform; selectable units; overload indication; low battery indication; on/off button; auto-off; BioCote® antimicrobial; Platform Size: 4.45 x 4.45 in (11.3 x 11.3 cm); Resolution: 0.01 oz, 0.1 g; Product Dimensions: 4.45 W x 0.94 H x 7.13 D in (11.3 W x 2.4 H x 18.1 D cm); batteries & instructions included; 1-year warranty | http://cdnmeasurement.com/cdn/images/03-Weight/05-Precision/SD0202/SD0202-Gmain.jpg | http://cdnmeasurement.com/cdn/images/03-Weight/05-Precision/SD0202/SD0202side.jpg | http://cdnmeasurement.com/cdn/images/03-Weight/05-Precision/SD0202/SD0202back.jpg | http://cdnmeasurement.com/cdn/images/03-Weight/05-Precision/SD0202/SD0202bottom.jpg | http://cdnmeasurement.com/cdn/images/03-Weight/05-Precision/SD0202/SD0202dimen.jpg |  |  |  |  | http://cdnmeasurement.com/cdn/techspec/03-Weight/05-Precision/CDNtechspec_SD0202.pdf
UPGRADE | Scales | 19 Precision Scales |  | SD0202-B | Digital High Precision Scale, 2 lb - Blue | NSF® Certified | 018436008453 | 00018436008453 | N/A | N/A | 12 | 20018436008457 | 40 | 24 | 1 | Each | 2.2 pounds/1000 grams by ounces and grams; NSF® Certified; precise to 0.01 oz/0.1 g; removable stainless steel platform; selectable units; overload indication; low battery indication; on/off button; auto-off; BioCote® antimicrobial; Platform Size: 4.45 x 4.45 in (11.3 x 11.3 cm); Resolution: 0.01 oz, 0.1 g; Product Dimensions: 4.45 W x 0.94 H x 7.13 D in (11.3 W x 2.4 H x 18.1 D cm); batteries & instructions included; 1-year warranty | http://cdnmeasurement.com/cdn/images/03-Weight/05-Precision/SD0202/SD0202-Bmain.jpg | http://cdnmeasurement.com/cdn/images/03-Weight/05-Precision/SD0202/SD0202side.jpg | http://cdnmeasurement.com/cdn/images/03-Weight/05-Precision/SD0202/SD0202back.jpg | http://cdnmeasurement.com/cdn/images/03-Weight/05-Precision/SD0202/SD0202bottom.jpg | http://cdnmeasurement.com/cdn/images/03-Weight/05-Precision/SD0202/SD0202dimen.jpg |  |  |  |  | http://cdnmeasurement.com/cdn/techspec/03-Weight/05-Precision/CDNtechspec_SD0202.pdf
| Scales | 20 Specialty Scales |  | SDC0602 | Coffee Scale & Timer, 6.5 lb |  | 018436008408 | 00018436008408 | N/A | N/A | 30 | 20018436008402 | 55 | 33 | 1 | Each | 3 kilograms/6.5 pounds/3 liters by grams, ounces and milliliters & 100 minutes by minutes and seconds; precise to 0.1 g/0.005 oz/0.1 ml; backlit digits; button feedback beep; polycarbonate polymer platform (heat resistant up to 275°F (135°C)); selectable units; stability indication; overload indication; low battery & charging indication; on/off button; auto-off ; timer counts up; stop & restart; Platform Size: 5.1 x 4.7 in (13 x 12 cm); Resolution: 0.1 g, 0.005 oz, 0.1 ml; Product Dimensions: 5.1 W x 0.87 H x 5.9 D in (13.0 W x 2.22 H x 15.0 D cm); rechargeable battery, charging cable & instructions included; 1-year warranty | http://cdnmeasurement.com/cdn/images/03-Weight/06-Specialty/SDC0602/SDC0602main.jpg | http://cdnmeasurement.com/cdn/images/03-Weight/06-Specialty/SDC0602/SDC0602prop.jpg | http://cdnmeasurement.com/cdn/images/03-Weight/06-Specialty/SDC0602/SDC0602side.jpg | http://cdnmeasurement.com/cdn/images/03-Weight/06-Specialty/SDC0602/SDC0602back.jpg | http://cdnmeasurement.com/cdn/images/03-Weight/06-Specialty/SDC0602/SDC0602dimen.jpg |  |  | http://cdnmeasurement.com/cdn/images/06-Lifestyle/SDC0602prop.jpg |  | http://cdnmeasurement.com/cdn/techspec/03-Weight/06-Specialty/CDNtechspec_SDC0602.pdf
| Scales | 21 Receiving Scales |  | SDR220 | Digital Shipping & Receiving Scale, 220 lb |  | 018436008286 | 00018436008286 | N/A | N/A | 2 | 20018436008280 | 265 | 159 | 1 | Each | 220 pounds/100 kilograms by pounds:ounces and kilograms; programmable preset unit; field calibration; extendable display; selectable units; overload indication; battery status indication; on & off buttons; auto-off; Platform Size: 12.06 x 11 in (30.64 x 27.94 cm); Resolution: 2 oz, 50 g; Product Dimensions: Scale: 12.06 L x 11 W x 2.48 H in (30.64 L x 27.94 W x 6.30 H cm); Extendable Display: 4.92 L x 4.52 W x 1.96 H in (12.50 L x 11.50 W x 5.00 H cm); battery, AC adapter & instructions included; 1-year warranty | http://cdnmeasurement.com/cdn/images/03-Weight/07-Receiving/SDR220/SDR220main.jpg | http://cdnmeasurement.com/cdn/images/03-Weight/07-Receiving/SDR220/SDR220prop.jpg | http://cdnmeasurement.com/cdn/images/03-Weight/07-Receiving/SDR220/SDR220bottom.jpg | http://cdnmeasurement.com/cdn/images/03-Weight/07-Receiving/SDR220/SDR220bottom1.jpg | http://cdnmeasurement.com/cdn/images/03-Weight/07-Receiving/SDR220/SDR220bottom2.jpg | http://cdnmeasurement.com/cdn/images/03-Weight/07-Receiving/SDR220/SDR220dimen.jpg |  |  |  | http://cdnmeasurement.com/cdn/techspec/03-Weight/07-Receiving/CDNtechspec_SDR220.pdf
| Scales | 23 Calibration Weights |  | WT100 | Calibration Weight, 100 g |  | 018436008293 | 00018436008293 | N/A | N/A | N/A | N/A | Call for pricing |  | 1 | Each | 100 grams; for calibrating kitchen scales; tapered top for easy handling; OIML Class: M2; 1-year limited warranty | http://cdnmeasurement.com/cdn/images/03-Weight/09-Calwt/WT100main.jpg
| Scales | 23 Calibration Weights |  | WT500 | Calibration Weight, 500 g |  | 018436008255 | 00018436008255 | N/A | N/A | N/A | N/A | Call for pricing |  | 1 | Each | 500 grams; for calibrating kitchen scales; tapered top for easy handling; OIML Class: M2; 1-year limited warranty | http://cdnmeasurement.com/cdn/images/03-Weight/09-Calwt/WT500main.jpg
| Scales | 23 Calibration Weights |  | WT02 | Calibration Weight, 2 kg |  | 018436008248 | 00018436008248 | N/A | N/A | N/A | N/A | Call for pricing |  | 1 | Each | 2 kilograms; for calibrating kitchen scales; tapered top for easy handling; OIML Class: M2; 1-year limited warranty | http://cdnmeasurement.com/cdn/images/03-Weight/09-Calwt/WT02main.jpg
| Scales | 23 Calibration Weights |  | WT05 | Calibration Weight, 5 kg |  | 018436008231 | 00018436008231 | N/A | N/A | N/A | N/A | Call for pricing |  | 1 | Each | 5 kilograms; for calibrating kitchen scales; tapered top for easy handling; OIML Class: M2; 1-year limited warranty | http://cdnmeasurement.com/cdn/images/03-Weight/09-Calwt/WT05main.jpg
| Merch | 25 Merchandising & Displays |  | D-RACK | Rolling Display Rack |  | 018436009832 | 00018436009832 | N/A | N/A | N/A | N/A | Call for details |  | 1 | Each | Compact 28"x 28" footprint, 66" tall; includes grid, shelves, casters and hooks; FREE with qualifying purchase | http://cdnmeasurement.com/cdn/images/04-Merchandising/D-RACKmain.jpg
| Merch | 25 Merchandising & Displays |  | D-TRI5 | Triangle Dolly – Three 2' x 5' Grids on Casters |  | 018436009801 | 00018436009801 | N/A | N/A | N/A | N/A | Call for details |  | 1 | Each | Three 2' x 5' grids on casters; includes grids, dolly, joiner clips & hooks; FREE with qualifying purchase | http://cdnmeasurement.com/cdn/images/04-Merchandising/D-TRI5main.jpg
| Access | 26 Accessories |  | AD-F | Stainless Steel Clip - for 5" Stem Thermometers | NSF® Certified | 018436009108 | 00018436009108 | N/A | N/A | N/A | N/A | 1.5 | 0.9 | 1 | Each | For 5" (12.7 cm) stem thermometers; NSF® Certified | http://cdnmeasurement.com/cdn/images/05-Access/AD-Fmain.jpg
| Access | 26 Accessories |  | AD-LR44 | 1.5 V Button Battery |  | 018436009009 | 00018436009009 | N/A | N/A | N/A | N/A | 3.1 |  | 1 | Each | Available in packs of six only | http://cdnmeasurement.com/cdn/images/05-Access/AD-LR44main.jpg
| Access | 26 Accessories |  | AD-L | Stainless Steel Clip - for 7" Stem Thermometers |  | 018436009207 | 00018436009207 | N/A | N/A | N/A | N/A | 1.55 | 0.93 | 1 | Each | For 7" (17.8 cm) stem thermometers | http://cdnmeasurement.com/cdn/images/05-Access/AD-Lmain.jpg
| Access | 26 Accessories |  | AD-N | Stainless Steel Clip - for 6.5" Stem Thermometers | NSF® Certified | 018436009702 | 00018436009702 | N/A | N/A | N/A | N/A | 1.55 | 0.93 | 1 | Each | For 6.5" (16.5 cm) stem thermometers; NSF® Certified | http://cdnmeasurement.com/cdn/images/05-Access/AD-Nmain.jpg
| Access | 26 Accessories |  | AD-Z | Stainless Steel Clip - for 7" Stem Thermometers | NSF® Certified | 018436009177 | 00018436009177 | N/A | N/A | N/A | N/A | 1.55 | 0.93 | 1 | Each | For 7" (17.8 cm) stem thermometers; NSF® Certified | http://cdnmeasurement.com/cdn/images/05-Access/AD-Zmain.jpg
| Access | 26 Accessories |  | AD-P | Stainless Steel Clip - for Probe Thermometers |  | 018436009306 | 00018436009306 | N/A | N/A | N/A | N/A | 1.05 | 0.63 | 1 | Each | For DTP392 & DTTC probe thermometers | http://cdnmeasurement.com/cdn/images/05-Access/AD-Pmain.jpg
| Access | 26 Accessories |  | AD-DTP392 | Replacement Temperature Probe - for DTP392 Thermometers |  | 018436009504 | 00018436009504 | N/A | N/A | N/A | N/A | 9 | 5.4 | 1 | Each | For DTP392 thermometers | http://cdnmeasurement.com/cdn/images/05-Access/AD-DTP392main.jpg
| Access | 26 Accessories |  | AD-DTTC | Replacement Temperature Probe - for DTTC Thermometers |  | 018436009405 | 00018436009405 | N/A | N/A | N/A | N/A | 12 | 7.2 | 1 | Each | For DTTC thermometers | http://cdnmeasurement.com/cdn/images/05-Access/AD-DTTCmain.jpg
| Access | 26 Accessories |  | AD-DSP1 | Replacement Temperature Probe - for DSP1 Thermometers |  | 018436009030 | 00018436009030 | N/A | N/A | N/A | N/A | 13.4 | 8.04 | 1 | Each | For DSP1 thermometers | http://cdnmeasurement.com/cdn/images/05-Access/AD-DSP1main.jpg
| Access | 26 Accessories |  | AD-AC3302 | AC Adapter - for Select Scales | NSF® Certified | 018436009214 | 00018436009214 | N/A | N/A | N/A | N/A | 20 | 12 | 1 | Each | For SD0502, SD1114, SD1112, SD2202, SD3302, SD5502 & SDR220 scales
| Access | 26 Accessories |  | AD-AC1110X | AC Adapter - for Select Scales | NSF® Certified | 018436009290 | 00018436009290 | N/A | N/A | N/A | N/A | 20 | 12 | 1 | Each | For SD1110X, SD2210X, SD1120 & SD2220 scales
| Access | 26 Accessories |  | AD-PF0502 | Stainless Steel Platform - for Small Profile Master Scales | NSF® Certified | 018436009269 | 00018436009269 | N/A | N/A | N/A | N/A | 7.2 | 4.32 | 1 | Each | For SD0204, SD0502 & SD1114 scales | http://cdnmeasurement.com/cdn/images/05-Access/AD-PF0502main.jpg
| Access | 26 Accessories |  | AD-PF1112 | Stainless Steel Platform - for Medium Profile Master Scales | NSF® Certified | 018436009252 | 00018436009252 | N/A | N/A | N/A | N/A | 8.25 | 4.95 | 1 | Each | For SD1112 scales | http://cdnmeasurement.com/cdn/images/05-Access/AD-PF1112main.jpg
| Access | 26 Accessories |  | AD-PF3302 | Stainless Steel Platform - for Large Profile Master Scales | NSF® Certified | 018436009238 | 00018436009238 | N/A | N/A | N/A | N/A | 12.35 | 7.41 | 1 | Each | For SD2202, SD3302 & SD5502 scales | http://cdnmeasurement.com/cdn/images/05-Access/AD-PF3302main.jpg
| Access | 26 Accessories |  | AD-PF1110X | Stainless Steel Platform - for Submersible Scales | NSF® Certified | 018436009313 | 00018436009313 | N/A | N/A | N/A | N/A | 20.6 | 12.36 | 1 | Each | For SD1110X & SD2210X scales | http://cdnmeasurement.com/cdn/images/05-Access/AD-PF1110Xmain.jpg
DISCONTINUED
| Thermometers | 01 Digital Thermometers |  | DT392-ES | Digital Thermometer – Spanish | NSF® Certified, BioCote® | 018436007128 | 00018436007128 | 6 | 10018436007125 | 144 | 20018436007122 | 15.35 |  | 1 | Each | -50 to +392°F/-45 to +200°C; NSF® Certified; one-button operation; 6~8-second response; 3 mm tip; accuracy: ±1.7°F (1°C); shatterproof; BioCote® antimicrobial; on/off switch; auto-off; selectable units; temperature guide; sheath can be used as handle extension; 5" (12.7 cm) stem; mounting: pocket clip; battery & instructions included; product packaging in Spanish | http://cdnmeasurement.com/cdn/images/01-Temp/01-DigitalTherm/DT392/DT392main.jpg | http://cdnmeasurement.com/cdn/images/01-Temp/01-DigitalTherm/DT392/DT392front.jpg | http://cdnmeasurement.com/cdn/images/01-Temp/01-DigitalTherm/DT392/DT392side.jpg | http://cdnmeasurement.com/cdn/images/01-Temp/01-DigitalTherm/DT392/DT392back.jpg | http://cdnmeasurement.com/cdn/images/01-Temp/01-DigitalTherm/DT392/DT392dimen.jpg | http://cdnmeasurement.com/cdn/images/06-Lifestyle.zip |  |  |  | http://cdnmeasurement.com/cdn/techspec/01-Temp/01-DigitalTherm/CDNtechspec_DT392.pdf
| Thermometers | 02 Cooking Thermometers |  | IRT220C-ES | Cooking Thermometer - Spanish | NSF® Certified, BioCote® | 018436007067 | 00018436007067 | 6 | 10018436007064 | 144 | 20018436007061 | 5.55 |  | 1 | Each | -13 to +103°C; NSF® Certified; safe for commercial dishwashers; field calibration with wrench on sheath; 1” (2.5 cm) magnified dial; accuracy: ±1°C; shatterproof lens; stainless steel housing; BioCote® antimicrobial; sheath can be used as handle extension; 5” (12.7 cm) stem; mounting: pocket clip; product packaging in Spanish | http://cdnmeasurement.com/cdn/images/01-Temp/02-CookingTherm/IRT220Cmain.jpg | http://cdnmeasurement.com/cdn/images/01-Temp/02-CookingTherm/IRT220/IRT220calibration.jpg | http://cdnmeasurement.com/cdn/images/01-Temp/02-CookingTherm/IRT220/IRT220side.jpg | http://cdnmeasurement.com/cdn/images/01-Temp/02-CookingTherm/IRT220/IRT220dimen.jpg | http://cdnmeasurement.com/cdn/images/01-Temp/02-CookingTherm/IRT220/IRT220calibration2.jpg |  |  |  |  | http://cdnmeasurement.com/cdn/techspec/01-Temp/02-CookingTherm/CDNtechspec_IRT220C.pdf
| Thermometers | 03 Thermocouple Thermometers |  | TCT572-R | Folding Thermocouple Thermometer - Red | NSF® Certified, BioCote® | 018436004660 | 00018436004660 | 12 | 10018436004667 | 48 | 20018436004664 | 92.4 | 55.44 | 1 | Each | -58 to +572°F/-50 to +300°C; NSF® Certified; 3-second response; waterproof (IPX4); field calibration; 1.5 mm thin tip; backlit display; accuracy: ±1°F (0.5°C); high heat; max/min; extra big digit; on/off button; auto-off; selectable units; BioCote® antimicrobial; temperature guide; 4.25” (10.8 cm) probe; mounting: loop; batteries & instructions included | http://cdnmeasurement.com/cdn/images/01-Temp/03-Thermocouple/TCT572/TCT572-Rmain.jpg | http://cdnmeasurement.com/cdn/images/01-Temp/03-Thermocouple/TCT572/TCT572-BKdetail.jpg | http://cdnmeasurement.com/cdn/images/01-Temp/03-Thermocouple/TCT572/TCT572-BKback.jpg | http://cdnmeasurement.com/cdn/images/01-Temp/03-Thermocouple/TCT572/TCT572-BKdimen.jpg | [5 empty] | http://cdnmeasurement.com/cdn/techspec/01-Temp/03-Thermocouple/CDNtechspec_TCT572.pdf
| Thermometers | 05 Digital Probe Thermometers |  | DTP392-ES | Probe Thermometer - Spanish |  | 018436007029 | 00018436007029 | 12 | 10018436007026 | 96 | 20018436007023 | 33.95 |  | 1 | Each | 32 to 392°F/0 to 200°C; monitors temperature while cooking; displays actual & set temps; audio/visual alert sounds when food is done; big digit; sliding mode switch; selectable units; temperature guide; 5.5” (14.0 cm) probe with 3’ (91.4 cm) sensor cable (heat resistant up to 428°f(220°C)); 2-way mounting: magnet, stand; battery & instructions included; instructions in Spanish | http://cdnmeasurement.com/cdn/images/01-Temp/05-DigitalProbeTherm/DTP392/DTP392main.jpg | http://cdnmeasurement.com/cdn/images/01-Temp/05-DigitalProbeTherm/DTP392/DTP392front.jpg | http://cdnmeasurement.com/cdn/images/01-Temp/05-DigitalProbeTherm/DTP392/DTP392back.jpg | http://cdnmeasurement.com/cdn/images/01-Temp/05-DigitalProbeTherm/DTP392/DTP392dimen.jpg | [5 empty] | http://cdnmeasurement.com/cdn/techspec/01-Temp/05-DigitalProbeTherm/CDNtechspec_DTP392.pdf
| Thermometers | 05 Digital Probe Thermometers |  | DTTC-W-ES | Combo Probe Thermometer, Timer & Clock - Spanish |  | 018436007036 | 00018436007036 | 6 | 10018436007033 | 48 | 20018436007030 | 37.8 |  | 1 | Each | 14 to 392°F/-10 to +200°C; 24 hours by hr/min; monitors temperature while cooking or cooling; displays actual & set temps & timer or clock; alert sounds when food is done; timer counts up & down; big digit; upper & lower limits; international time; stop & restart; last count recall; sliding mode switch; selectable units; temperature guide; 5.5” (14.0 cm) probe; 3’ (91.4 cm) sensor cable (heat resistant up to 400°F (204°C)); 2-way mounting: magnet, stand; adjustable stainless steel clip; battery & instructions included; instructions in Spanish | http://cdnmeasurement.com/cdn/images/01-Temp/05-DigitalProbeTherm/DTTC/DTTC-Wmain.jpg | http://cdnmeasurement.com/cdn/images/06-Lifestyle/DTTC-Wlifestyle.jpg | http://cdnmeasurement.com/cdn/images/01-Temp/05-DigitalProbeTherm/DTTC/DTTC-Sfront.jpg | http://cdnmeasurement.com/cdn/images/01-Temp/05-DigitalProbeTherm/DTTC/DTTC-Sside.jpg | http://cdnmeasurement.com/cdn/images/01-Temp/05-DigitalProbeTherm/DTTC/DTTC-Sback.jpg | http://cdnmeasurement.com/cdn/images/01-Temp/05-DigitalProbeTherm/DTTC/DTTC-Sdimen.jpg | http://cdnmeasurement.com/cdn/images/01-Temp/05-DigitalProbeTherm/DTTC/DTTCcoup.jpg | http://cdnmeasurement.com/cdn/images/06-Lifestyle/DTTC-Wlifestyle.jpg |  | http://cdnmeasurement.com/cdn/techspec/01-Temp/05-DigitalProbeTherm/CDNtechspec_DTTC.pdf
| Thermometers | 05 Digital Probe Thermometers |  | DTTC-S-ES | Combo Probe Thermometer, Timer & Clock - Silver - Spanish |  | 018436007043 | 00018436007043 | 6 | 10018436007040 | 48 | 20018436007047 | 37.8 |  | 1 | Each | 14 to 392°F/-10 to +200°C; 24 hours by hr/min; monitors temperature while cooking or cooling; displays actual & set temps & timer or clock; alert sounds when food is done; timer counts up & down; big digit; upper & lower limits; international time; stop & restart; last count recall; sliding mode switch; selectable units; temperature guide; 5.5” (14.0 cm) probe; 3’ (91.4 cm) sensor cable (heat resistant up to 400°F (204°C)); 2-way mounting: magnet, stand; adjustable stainless steel clip; battery & instructions included; instructions in Spanish | http://cdnmeasurement.com/cdn/images/01-Temp/05-DigitalProbeTherm/DTTC/DTTC-Smain.jpg | http://cdnmeasurement.com/cdn/images/06-Lifestyle/DTTC-Wlifestyle.jpg | http://cdnmeasurement.com/cdn/images/01-Temp/05-DigitalProbeTherm/DTTC/DTTC-Sfront.jpg | http://cdnmeasurement.com/cdn/images/01-Temp/05-DigitalProbeTherm/DTTC/DTTC-Sside.jpg | http://cdnmeasurement.com/cdn/images/01-Temp/05-DigitalProbeTherm/DTTC/DTTC-Sback.jpg | http://cdnmeasurement.com/cdn/images/01-Temp/05-DigitalProbeTherm/DTTC/DTTC-Sdimen.jpg | http://cdnmeasurement.com/cdn/images/01-Temp/05-DigitalProbeTherm/DTTC/DTTCcoup.jpg | http://cdnmeasurement.com/cdn/images/06-Lifestyle/DTTC-Wlifestyle.jpg |  | http://cdnmeasurement.com/cdn/techspec/01-Temp/05-DigitalProbeTherm/CDNtechspec_DTTC.pdf
| Thermometers | 06 Candy & Deep Fry Thermometers |  | TCF400-ES | Candy & Deep Fry Thermometer - Spanish |  | 018436007074 | 00018436007074 | 6 | 10018436007071 | 72 | 20018436007078 | 7 |  | 1 | Each | 75 to 400°F/25 to 200°C; candy and deep fry stages; dishwasher safe; ovenproof; laboratory glass; non-mercuric column; temperature guide; protective sheath; mounting: stainless steel clip; product packaging in Spanish | http://cdnmeasurement.com/cdn/images/01-Temp/06-CandyDeepFryTherm/TCF400/TCF400main.jpg | http://cdnmeasurement.com/cdn/images/01-Temp/06-CandyDeepFryTherm/TCF400/TCF400side.jpg | http://cdnmeasurement.com/cdn/images/01-Temp/06-CandyDeepFryTherm/TCF400/TCF400dimen.jpg | [6 empty] | http://cdnmeasurement.com/cdn/techspec/01-Temp/06-CandyDeepFryTherm/CDNtechspec_TCF400.pdf
| Thermometers | 08 Sanitizing & Wipes |  | PW90 | Thermometer Probe Wipes - 90 Count | FDA-listed, EPA & NQA certified | 018436009184 | 00018436009184 | 20 | 10018436009181 | 80 | 20018436009188 | 8.5 |  | 1 | Each | 90 Count; FDA-listed, EPA & NQA certified; for cleaning thermometer stems and probes; pop-up container; 70% isopropyl alcohol; 3.5 x 4.7 in (9 x 12 cm) pads; expiration date on package in lieu of warranty | http://cdnmeasurement.com/cdn/images/01-Temp/08-Wipes/PW90/PW90main.jpg | http://cdnmeasurement.com/cdn/images/01-Temp/08-Wipes/PW90/PW90prop.jpg | http://cdnmeasurement.com/cdn/images/01-Temp/08-Wipes/PW90/PW90dimen.jpg | http://cdnmeasurement.com/cdn/images/01-Temp/08-Wipes/PW.jpg | [5 empty] | http://cdnmeasurement.com/cdn/techspec/01-Temp/08-Wipes/CDNtechspec_PW90.pdf
| Thermometers | 09 Oven & Grill Thermometers |  | DOT2C-ES | Oven Thermometer - Spanish | NSF® Certified | 018436007081 | 00018436007081 | 6 | 10018436007088 | 144 | 20018436007085 | 6.15 |  | 1 | Each | 70 to 280°C/150 to 550°F; NSF® Certified; temperature zones; ovenproof; laboratory glass lens; dual scale; stainless steel housing; 2” (5.1 cm) dial; 2-way mounting: stand, hang; product packaging in Spanish | http://cdnmeasurement.com/cdn/images/01-Temp/09-OvenGrillTherm/DOT2Cmain.jpg | [6 empty] | http://cdnmeasurement.com/cdn/images/06-Lifestyle/DOT2lifestyle.jpg |  | http://cdnmeasurement.com/cdn/techspec/01-Temp/09-OvenGrillTherm/CDNtechspec_DOT2.pdf
| Thermometers | 10 Refrigerator/Freezer/Air Thermometers |  | RFT1C-ES | Refrigerator/Freezer Thermometer - Spanish | NSF® Certified | 018436007098 | 00018436007098 | 6 | 10018436007095 | 144 | 20018436007092 | 6.15 |  | 1 | Each | -29 to +28°C/-20 to +80°F; NSF® Certified; temperature zones; laboratory glass lens; dual scale; stainless steel housing; accuracy: ±2°F (1°C); 2” (5.1 cm) dial; 2-way mounting: stand, hang; product packaging in Spanish | http://cdnmeasurement.com/cdn/images/01-Temp/10-RefFreAirTherm/RFT1Cmain.jpg | [6 empty] | http://cdnmeasurement.com/cdn/images/06-Lifestyle/RFT1lifestyle.jpg |  | http://cdnmeasurement.com/cdn/techspec/01-Temp/10-RefFreAirTherm/CDNtechspec_RFT1.pdf
| Timers | 12 Digital Timers | 01 Hour/Minute Timers | TM2-ES | Digital Timer - Spanish |  | 018436007012 | 00018436007012 | 6 | 10018436007019 | 96 | 20018436007016 | 18.25 |  | 1 | Each | 20 hours by hr/min; counts down; stop & restart; 3-way mounting: pocket clip, magnet, stand; battery & instructions included; product packaging in Spanish | http://cdnmeasurement.com/cdn/images/02-Time/01-Digital/01-HM/TM2/TM2main.jpg | http://cdnmeasurement.com/cdn/images/02-Time/01-Digital/01-HM/TM2/TM2side.jpg | http://cdnmeasurement.com/cdn/images/02-Time/01-Digital/01-HM/TM2/TM2back.jpg | http://cdnmeasurement.com/cdn/images/02-Time/01-Digital/01-HM/TM2/TM2dimen.jpg | [5 empty] | http://cdnmeasurement.com/cdn/techspec/02-Time/01-Digital/01-HM/CDNtechspec_TM2.pdf
| Timers | 12 Digital Timers | 04 Minute/Second Timers | TM28-B | Mini Timer - Blue |  | 018436004875 | 00018436004875 | 12 | 10018436004872 | 96 | 20018436004879 | 12 | 7.2 | 1 | Each | 100 hours by min/sec; counts up & down; extra-big digit; last count recall; mounting: magnet; batteries & instructions included | http://cdnmeasurement.com/cdn/images/02-Time/01-Digital/04-MS/TM28/TM28-Bmain.jpg | http://cdnmeasurement.com/cdn/images/02-Time/01-Digital/04-MS/TM28/TM28-Sside.jpg | http://cdnmeasurement.com/cdn/images/02-Time/01-Digital/04-MS/TM28/TM28-Sback.jpg | http://cdnmeasurement.com/cdn/images/02-Time/01-Digital/04-MS/TM28/TM28-Sdimen.jpg | http://cdnmeasurement.com/cdn/images/02-Time/01-Digital/04-MS/TM28/TM28.jpg |  |  |  |  | http://cdnmeasurement.com/cdn/techspec/02-Time/01-Digital/04-MS/CDNtechspec_TM28.pdf
| Scales | 17 Economy Scales |  | SD0602-S | Digital Portion Control Scale, 6 lb - Silver |  | 018436008354 | 00018436008354 | N/A | N/A | 10 | 20018436008358 | 20.6 |  | 1 | Each | 6 pounds/3 kilograms/105 ounces/3 liters by pounds, grams, ounces and milliliters; selectable units; overload indication; low battery indication; on/off button; auto-off; mounting: hang; Platform Size: 5.1” (13.0 cm) diameter; Resolution: 0.002 lb, 1 g, 0.1 oz, 1 ml; Product Dimensions: 5.5 W x 1.18 H x 6.8 D in (14.0 W x 3.0 H x 17.3 D cm); battery & instructions included; 1-year warranty | http://cdnmeasurement.com/cdn/images/03-Weight/03-Economy/SD0602/SD0602-Smain.jpg | http://cdnmeasurement.com/cdn/images/03-Weight/03-Economy/SD0602/SD0602-Sside.jpg | http://cdnmeasurement.com/cdn/images/03-Weight/03-Economy/SD0602/SD0602-Sback.jpg | http://cdnmeasurement.com/cdn/images/03-Weight/03-Economy/SD0602/SD0602-Sbottom.jpg | http://cdnmeasurement.com/cdn/images/03-Weight/03-Economy/SD0602/SD0602-Sdimen.jpg |  |  |  |  | http://cdnmeasurement.com/cdn/techspec/03-Weight/03-Economy/CDNtechspec_SD0602.pdf
| Scales | 17 Economy Scales |  | SD0602-BK | Digital Portion Control Scale, 6 lb - Black |  | 018436008361 | 00018436008361 | N/A | N/A | 10 | 20018436008365 | 20.6 |  | 1 | Each | 6 pounds/3 kilograms/105 ounces/3 liters by pounds, grams, ounces and milliliters; selectable units; overload indication; low battery indication; on/off button; auto-off; mounting: hang; Platform Size: 5.1” (13.0 cm) diameter; Resolution: 0.002 lb, 1 g, 0.1 oz, 1 ml; Product Dimensions: 5.5 W x 1.18 H x 6.8 D in (14.0 W x 3.0 H x 17.3 D cm); battery & instructions included; 1-year warranty | http://cdnmeasurement.com/cdn/images/03-Weight/03-Economy/SD0602/SD0602-BKmain.jpg | http://cdnmeasurement.com/cdn/images/03-Weight/03-Economy/SD0602/SD0602-Sside.jpg | http://cdnmeasurement.com/cdn/images/03-Weight/03-Economy/SD0602/SD0602-Sback.jpg | http://cdnmeasurement.com/cdn/images/03-Weight/03-Economy/SD0602/SD0602-Sbottom.jpg | http://cdnmeasurement.com/cdn/images/03-Weight/03-Economy/SD0602/SD0602-Sdimen.jpg |  |  |  |  | http://cdnmeasurement.com/cdn/techspec/03-Weight/03-Economy/CDNtechspec_SD0602.pdf
| Scales | 17 Economy Scales |  | SD0602-R | Digital Portion Control Scale, 6 lb - Red |  | 018436008378 | 00018436008378 | N/A | N/A | 10 | 20018436008372 | 20.6 |  | 1 | Each | 6 pounds/3 kilograms/105 ounces/3 liters by pounds, grams, ounces and milliliters; selectable units; overload indication; low battery indication; on/off button; auto-off; mounting: hang; Platform Size: 5.1” (13.0 cm) diameter; Resolution: 0.002 lb, 1 g, 0.1 oz, 1 ml; Product Dimensions: 5.5 W x 1.18 H x 6.8 D in (14.0 W x 3.0 H x 17.3 D cm); battery & instructions included; 1-year warranty | http://cdnmeasurement.com/cdn/images/03-Weight/03-Economy/SD0602/SD0602-Rmain.jpg | http://cdnmeasurement.com/cdn/images/03-Weight/03-Economy/SD0602/SD0602-Sside.jpg | http://cdnmeasurement.com/cdn/images/03-Weight/03-Economy/SD0602/SD0602-Sback.jpg | http://cdnmeasurement.com/cdn/images/03-Weight/03-Economy/SD0602/SD0602-Sbottom.jpg | http://cdnmeasurement.com/cdn/images/03-Weight/03-Economy/SD0602/SD0602-Sdimen.jpg |  |  |  |  | http://cdnmeasurement.com/cdn/techspec/03-Weight/03-Economy/CDNtechspec_SD0602.pdf
| Scales | 19 Precision Scales |  | SD0202 | Digital High Precision Scale, 2 lb |  | 018436008217 | 00018436008217 | N/A | N/A | 12 | 20018436008211 | 40 |  | 1 | Each | 2.2 pounds/1000 grams by ounces and grams; precise to 0.01 oz/0.1 g; selectable units; tare function; overload indication; battery status indication; food-safe ABS plastic; removable stainless steel platform: 4.45 x 4.45 (in)/11.3 x 11.3 (cm); on/off button; auto-off; two AAA carbon zinc batteries (WERCSmart) included; 1-year warranty | http://cdnmeasurement.com/cdn/images/03-Weight/05-Precision/SD0202/SD0202main.jpg | http://cdnmeasurement.com/cdn/images/03-Weight/05-Precision/SD0202/SD0202side.jpg | http://cdnmeasurement.com/cdn/images/03-Weight/05-Precision/SD0202/SD0202back.jpg | http://cdnmeasurement.com/cdn/images/03-Weight/05-Precision/SD0202/SD0202bottom.jpg | http://cdnmeasurement.com/cdn/images/03-Weight/05-Precision/SD0202/SD0202dimen.jpg |  |  |  |  | http://cdnmeasurement.com/cdn/techspec/03-Weight/05-Precision/CDNtechspec_SD0202.pdf
| Scales | 21 Receiving Scales |  | SM13201 | Mechanical Scale, 132 lb |  | 018436008224 | 00018436008224 | N/A | N/A | 2 | 20018436008228 |  |  | 1 | Each | 132 pounds/60 kilograms by ounces and grams; tare adjustment knob; carbon steel housing; shatterproof display; removable stainless steel platform: 12.6 x 12.6 (in)/32 x 32 (cm); 1-year warranty | http://cdnmeasurement.com/cdn/images/03-Weight/07-Receiving/SM13201main.jpg | [8 empty] | http://cdnmeasurement.com/cdn/techspec/03-Weight/07-Receiving/CDNtechspec_SM13201.pdf